## Sheet1
Analytical calibration using a quadratic curve fit with error estimate | [20 empty] | © Tom O'Haver, Version 3, March 2014
| Calibration data | [5 empty] | Application to unknowns | [13 empty] | See: | http://terpconnect.umd.edu/~toh/models/CalibrationCurve.html
| Standards | Instrument readings |  |  |  |  | Reading of the unknowns | Calculated concentration | Standard deviation | Relative % STD | X | Y | X*Y | X*X | X^3 | X^4 | X^2y | [12 empty] | bootstrap selection | Standards | Instrument readings | Reading of the unknown | Calculated concentration | accuracy | % error | X | Y | X*Y | X*X | X^3 | X^4 | X^2y | #DIV/0! | #NAME? | [8 empty] | next | bootstrap selection | Standards | Instrument readings | Reading of the unknown | Calculated concentration | accuracy | % error | X | Y | X*Y | X*X | X^3 | X^4 | X^2y | #DIV/0! | #NAME? | [8 empty] | next
[11 empty] | 0 | 0 | 0 | 0 | 0 | 0 | 0 |  |  |  | Warning: Messy under-the-hood math follows. | [8 empty] | 0.36518 | 0 | 0 | 0 |  |  | #DIV/0! | 0 | 0 | 0 | 0 | 0 | 0 | 0 | #DIV/0! | #DIV/0! | [9 empty] | 0.085331 | 0 | 0 | 0 |  |  | #DIV/0! | 0 | 0 | 0 | 0 | 0 | 0 | 0 | #DIV/0! | #DIV/0!
[11 empty] | 0 | 0 | 0 | 0 | 0 | 0 | 0 |  |  |  | Summary of equations: | [8 empty] | 0.52177 | 0 | 0 | 0 |  |  | #DIV/0! | 0 | 0 | 0 | 0 | 0 | 0 | 0 | #DIV/0! | #DIV/0! | [9 empty] | 0.18522 | 0 | 0 | 0 |  |  | #DIV/0! | 0 | 0 | 0 | 0 | 0 | 0 | 0 | #DIV/0! | #DIV/0!
[11 empty] | 0 | 0 | 0 | 0 | 0 | 0 | 0 |  |  |  | B28 | n=number of x,y data points | [7 empty] | 0.73536 | 0 | 0 | 0 |  |  | #DIV/0! | 0 | 0 | 0 | 0 | 0 | 0 | 0 | #DIV/0! | #DIV/0! | [9 empty] | 0.49677 | 0 | 0 | 0 |  |  | #DIV/0! | 0 | 0 | 0 | 0 | 0 | 0 | 0 | #DIV/0! | #DIV/0!
[11 empty] | 0 | 0 | 0 | 0 | 0 | 0 | 0 |  |  |  | B27 | sumx=?x | [7 empty] | 0.1682 | 0 | 0 | 0 |  |  | #DIV/0! | 0 | 0 | 0 | 0 | 0 | 0 | 0 | #DIV/0! | #DIV/0! | [9 empty] | 0.70007 | 0 | 0 | 0 |  |  | #DIV/0! | 0 | 0 | 0 | 0 | 0 | 0 | 0 | #DIV/0! | #DIV/0!
[11 empty] | 0 | 0 | 0 | 0 | 0 | 0 | 0 |  |  |  | C27 | sumy=?y | [7 empty] | 0.85189 | 0 | 0 | 0 |  |  | #DIV/0! | 0 | 0 | 0 | 0 | 0 | 0 | 0 | #DIV/0! | #DIV/0! | [9 empty] | 0.73247 | 0 | 0 | 0 |  |  | #DIV/0! | 0 | 0 | 0 | 0 | 0 | 0 | 0 | #DIV/0! | #DIV/0!
[11 empty] | 0 | 0 | 0 | 0 | 0 | 0 | 0 |  |  |  | D27 | sumxy=?x*y | [7 empty] | 0.33685 | 0 | 0 | 0 |  |  | #DIV/0! | 0 | 0 | 0 | 0 | 0 | 0 | 0 | #DIV/0! | #DIV/0! | [9 empty] | 0.65814 | 0 | 0 | 0 |  |  | #DIV/0! | 0 | 0 | 0 | 0 | 0 | 0 | 0 | #DIV/0! | #DIV/0!
[11 empty] | 0 | 0 | 0 | 0 | 0 | 0 | 0 |  |  |  | E27 | sumx2=?x*x | [7 empty] | 0.95172 | 0 | 0 | 0 |  |  | #DIV/0! | 0 | 0 | 0 | 0 | 0 | 0 | 0 | #DIV/0! | #DIV/0! | [9 empty] | 0.64036 | 0 | 0 | 0 |  |  | #DIV/0! | 0 | 0 | 0 | 0 | 0 | 0 | 0 | #DIV/0! | #DIV/0!
[11 empty] | 0 | 0 | 0 | 0 | 0 | 0 | 0 |  |  |  | F27 | sumx3=?x^3 | [7 empty] | 0.55748 | 0 | 0 | 0 |  |  | #DIV/0! | 0 | 0 | 0 | 0 | 0 | 0 | 0 | #DIV/0! | #DIV/0! | [9 empty] | 0.59842 | 0 | 0 | 0 |  |  | #DIV/0! | 0 | 0 | 0 | 0 | 0 | 0 | 0 | #DIV/0! | #DIV/0!
[11 empty] | 0 | 0 | 0 | 0 | 0 | 0 | 0 |  |  |  | G27 | sumx3=?x^4 | [7 empty] | 0.20465 | 0 | 0 | 0 |  |  | #DIV/0! | 0 | 0 | 0 | 0 | 0 | 0 | 0 | #DIV/0! | #DIV/0! | [9 empty] | 0.89788 | 0 | 0 | 0 |  |  | #DIV/0! | 0 | 0 | 0 | 0 | 0 | 0 | 0 | #DIV/0! | #DIV/0!
[11 empty] | 0 | 0 | 0 | 0 | 0 | 0 | 0 |  |  |  | H27 | sumx2y=?(x^2)*y | [7 empty] | 0.24472 | 0 | 0 | 0 |  |  | #DIV/0! | 0 | 0 | 0 | 0 | 0 | 0 | 0 | #DIV/0! | #DIV/0! | [9 empty] | 0.83878 | 0 | 0 | 0 |  |  | #DIV/0! | 0 | 0 | 0 | 0 | 0 | 0 | 0 | #DIV/0! | #DIV/0!
[11 empty] | 0 | 0 | 0 | 0 | 0 | 0 | 0 |  |  |  | B30 | D=n*sumx2*sumx4+2*sumx*sumx2*sumx3-sumx2^3-sumx^2*sumx4-n*sumx3^2 | [7 empty] | 0.3024 | 0 | 0 | 0 |  |  | #DIV/0! | 0 | 0 | 0 | 0 | 0 | 0 | 0 | #DIV/0! | #DIV/0! | [9 empty] | 0.40911 | 0 | 0 | 0 |  |  | #DIV/0! | 0 | 0 | 0 | 0 | 0 | 0 | 0 | #DIV/0! | #DIV/0!
[11 empty] | 0 | 0 | 0 | 0 | 0 | 0 | 0 |  |  |  | B31 | a=(n*sumx2*sumx2y+sumx*sumx3*sumy+sumx*sumx2*sumxy-sumx2^2*sumy-sumx^2*sumx2y-n*sumx3*sumxy)/D | [10 empty] | 0 |  |  |  | 0 | 0 | 0 | 0 | 0 | 0 | 0 | #VALUE! | #VALUE! | [12 empty] | 0 |  |  |  | 0 | 0 | 0 | 0 | 0 | 0 | 0 | #VALUE! | #VALUE!
[11 empty] | 0 | 0 | 0 | 0 | 0 | 0 | 0 |  |  |  | B32 | b=(n*sumx4*sumxy+sumx*sumx2*sumx2y+sumx2*sumx3*sumy-sumx2^2*sumxy-sumx*sumx4*sumy-n*sumx3*sumx2y)/D | [10 empty] | 0 |  |  |  | 0 | 0 | 0 | 0 | 0 | 0 | 0 | #VALUE! | #VALUE! | [12 empty] | 0 |  |  |  | 0 | 0 | 0 | 0 | 0 | 0 | 0 | #VALUE! | #VALUE!
[11 empty] | 0 | 0 | 0 | 0 | 0 | 0 | 0 |  |  |  | B33 | c=(sumx2*sumx4*sumy+sumx2*sumx3*sumxy+sumx*sumx3*sumx2y-sumx2^2*sumx2y-sumx*sumx4*sumxy-sumx3^2*sumy)/D | [10 empty] | 0 |  |  |  | 0 | 0 | 0 | 0 | 0 | 0 | 0 | #VALUE! | #VALUE! | [12 empty] | 0 |  |  |  | 0 | 0 | 0 | 0 | 0 | 0 | 0 | #VALUE! | #VALUE!
[11 empty] | 0 | 0 | 0 | 0 | 0 | 0 | 0 | [15 empty] | 0 |  |  |  | 0 | 0 | 0 | 0 | 0 | 0 | 0 | #VALUE! | #VALUE! | [12 empty] | 0 |  |  |  | 0 | 0 | 0 | 0 | 0 | 0 | 0 | #VALUE! | #VALUE!
[11 empty] | 0 | 0 | 0 | 0 | 0 | 0 | 0 | [15 empty] | 0 |  |  |  | 0 | 0 | 0 | 0 | 0 | 0 | 0 | #VALUE! | #VALUE! | [12 empty] | 0 |  |  |  | 0 | 0 | 0 | 0 | 0 | 0 | 0 | #VALUE! | #VALUE!
[11 empty] | 0 | 0 | 0 | 0 | 0 | 0 | 0 |  |  |  | Calculations of the coefficients a,b, and c of the best-fit parabola y=ax^2+bx+c | [11 empty] | 0 |  |  |  | 0 | 0 | 0 | 0 | 0 | 0 | 0 | #VALUE! | #VALUE! | Calculations of the coefficients a,b, and c of the best-fit parabola y=ax^2+bx+c | [11 empty] | 0 |  |  |  | 0 | 0 | 0 | 0 | 0 | 0 | 0 | #VALUE! | #VALUE! | Calculations of the coefficients a,b, and c of the best-fit parabola y=ax^2+bx+c
[11 empty] | 0 | 0 | 0 | 0 | 0 | 0 | 0 |  |  |  | sums | sumx | sumy | sumxy | sumx2 | sumx3 | ssr | sumx2y |  |  |  |  | 0 |  |  |  | 0 | 0 | 0 | 0 | 0 | 0 | 0 | #VALUE! | #VALUE! | sums | sumx | sumy | sumxy | sumx2 | sumx3 | sumx4 | sumx2y |  |  |  |  | 0 |  |  |  | 0 | 0 | 0 | 0 | 0 | 0 | 0 | #VALUE! | #VALUE! | sums | sumx | sumy | sumxy | sumx2 | sumx3 | sumx4 | sumx2y
[11 empty] | 0 | 0 | 0 | 0 | 0 | 0 | 0 |  |  |  |  | ?X | ?Y | ?(X*Y) | ?(X*X) | ?(X^3) | ?(X^4) | ?(X^2)*y |  |  |  |  | 0 |  |  |  | 0 | 0 | 0 | 0 | 0 | 0 | 0 | #VALUE! | #VALUE! |  | ?X | ?Y | ?(X*Y) | ?(X*X) | ?(X^3) | ?(X^4) | ?(X^2)*y |  |  |  |  | 0 |  |  |  | 0 | 0 | 0 | 0 | 0 | 0 | 0 | #VALUE! | #VALUE! |  | ?X | ?Y | ?(X*Y) | ?(X*X) | ?(X^3) | ?(X^4) | ?(X^2)*y
[11 empty] | 0 | 0 | 0 | 0 | 0 | 0 | 0 |  |  |  |  | 0 | 0 | 0 | 0 | 0 | 0 | 0 |  |  |  |  | 0 |  |  |  | 0 | 0 | 0 | 0 | 0 | 0 | 0 | #VALUE! | #VALUE! |  | 0 | 0 | 0 | 0 | 0 | 0 | 0 |  |  |  |  | 0 |  |  |  | 0 | 0 | 0 | 0 | 0 | 0 | 0 | #VALUE! | #VALUE! |  | 0 | 0 | 0 | 0 | 0 | 0 | 0
[11 empty] | 0 | 0 | 0 | 0 | 0 | 0 | 0 |  |  |  | n | 0 | (number of points (n) | [9 empty] | 0 |  |  |  | 0 | 0 | 0 | 0 | 0 | 0 | 0 | #VALUE! | #VALUE! | n | 11 | (number of points (n) | [9 empty] | 0 |  |  |  | 0 | 0 | 0 | 0 | 0 | 0 | 0 | #VALUE! | #VALUE! | n | 11 | (number of points (n)
[11 empty] | 0 | 0 | 0 | 0 | 0 | 0 | 0 | [15 empty] | 0 |  |  |  | 0 | 0 | 0 | 0 | 0 | 0 | 0 | #VALUE! | #VALUE! | [12 empty] | 0 |  |  |  | 0 | 0 | 0 | 0 | 0 | 0 | 0 | #VALUE! | #VALUE!
[11 empty] | 0 | 0 | 0 | 0 | 0 | 0 | 0 |  |  |  | D | 0 | Denominator (D) | [9 empty] | 0 |  |  |  | 0 | 0 | 0 | 0 | 0 | 0 | 0 | #VALUE! | #VALUE! | D | 0 | Denominator (D) | [9 empty] | 0 |  |  |  | 0 | 0 | 0 | 0 | 0 | 0 | 0 | #VALUE! | #VALUE! | D | 0 | Denominator (D)
[11 empty] | 0 | 0 | 0 | 0 | 0 | 0 | 0 |  |  |  | a= | #DIV/0! | #DIV/0! | [9 empty] | 0 |  |  |  | 0 | 0 | 0 | 0 | 0 | 0 | 0 | #VALUE! | #VALUE! | a= | #DIV/0! | #DIV/0! | [9 empty] | 0 |  |  |  | 0 | 0 | 0 | 0 | 0 | 0 | 0 | #VALUE! | #VALUE! | a= | #DIV/0! | #DIV/0!
[11 empty] | 0 | 0 | 0 | 0 | 0 | 0 | 0 |  |  |  | b= | #DIV/0! | [10 empty] | 0 |  |  |  | 0 | 0 | 0 | 0 | 0 | 0 | 0 |  | #VALUE! | b= | #DIV/0! | [10 empty] | 0 |  |  |  | 0 | 0 | 0 | 0 | 0 | 0 | 0 |  | #VALUE! | b= | #DIV/0!
[11 empty] | 0 | 0 | 0 | 0 | 0 | 0 | 0 |  |  |  | c= | #DIV/0! | [10 empty] | 0 |  |  |  | 0 | 0 | 0 | 0 | 0 | 0 | 0 |  | #VALUE! | c= | #DIV/0! | [10 empty] | 0 |  |  |  | 0 | 0 | 0 | 0 | 0 | 0 | 0 |  | #VALUE! | c= | #DIV/0!
|  |  | Average deviation of concentrations: | #DIV/0! | R2 = | #DIV/0! |  |  |  |  | 0 | 0 | 0 | 0 | 0 | 0 | 0 |  |  |  | y= | #DIV/0! | X^2 | + | #DIV/0! | x | + | #DIV/0! |  |  |  |  | 0 |  |  |  | 0 | 0 | 0 | 0 | 0 | 0 | 0 |  | #VALUE! | y= | #DIV/0! | X^2 | + | #DIV/0! | x | + | #DIV/0! |  |  |  |  | 0 |  |  |  | 0 | 0 | 0 | 0 | 0 | 0 | 0 |  | #VALUE! | y= | #DIV/0! | X^2 | + | #DIV/0! | x | + | #DIV/0!
[11 empty] | 0 | 0 | 0 | 0 | 0 | 0 | 0 |  |  |  | R2= | #DIV/0! | [10 empty] | 0 |  |  |  | 0 | 0 | 0 | 0 | 0 | 0 | 0 |  | #VALUE! | R2= | #DIV/0! | [10 empty] | 0 |  |  |  | 0 | 0 | 0 | 0 | 0 | 0 | 0 |  | #VALUE! | R2= | 0
[11 empty] | 0 | 0 | 0 | 0 | 0 | 0 | 0 | [15 empty] | 0 |  |  |  | 0 | 0 | 0 | 0 | 0 | 0 | 0 |  | #VALUE! | [12 empty] | 0 |  |  |  | 0 | 0 | 0 | 0 | 0 | 0 | 0 |  | #VALUE!
[11 empty] | 0 | 0 | 0 | 0 | 0 | 0 | 0 |  |  |  |  | Calculation of R2 | [5 empty] | R2 =1-(?(Y-PredY)^2/?(meanY-PredY)^2) |  |  |  |  | 0 |  |  |  | 0 | 0 | 0 | 0 | 0 | 0 | 0 |  | #VALUE! |  | Calculation of R2 | [10 empty] | 0 |  |  |  | 0 | 0 | 0 | 0 | 0 | 0 | 0 |  | #VALUE! |  | Calculation of R2
[11 empty] | 0 | 0 | 0 | 0 | 0 | 0 | 0 |  |  |  |  | ?(Y-meany)^2 | PredY |  | ?(Y-PredY)^2 |  | ?(meanY-PredY)^2 | [5 empty] | 0 |  |  |  | 0 | 0 | 0 | 0 | 0 | 0 | 0 |  | #VALUE! |  | ?(Y-meany)^2 | PredY |  | ?(Y-PredY)^2 |  | ?(meanY-PredY)^2 |  | R2 =1-(?(Y-PredY)^2/?(meanY-PredY)^2) |  |  |  | 0 |  |  |  | 0 | 0 | 0 | 0 | 0 | 0 | 0 |  | #VALUE! |  | ?(Y-meany)^2 | PredY |  | ?(Y-PredY)^2 |  | ?(meanY-PredY)^2 |  | R2 =1-(?(Y-PredY)^2/?(meanY-PredY)^2)
[11 empty] | 0 | 0 | 0 | 0 | 0 | 0 | 0 |  |  |  |  | 0 | 0 |  | 0 |  | 0 |  | #DIV/0! |  |  |  | 0 |  |  |  | 0 | 0 | 0 | 0 | 0 | 0 | 0 |  | #VALUE! |  | 0 | 0 |  | 0 |  | 0 |  | #DIV/0! |  |  |  | 0 |  |  |  | 0 | 0 | 0 | 0 | 0 | 0 | 0 |  | #VALUE! |  | 0 | 0 |  | 0 |  | 0 |  | #DIV/0!
[11 empty] | 0 | 0 | 0 | 0 | 0 | 0 | 0 |  |  |  |  | 0 | 0 |  | 0 |  | 0 | [5 empty] | 0 |  |  |  | 0 | 0 | 0 | 0 | 0 | 0 | 0 |  | #VALUE! |  | 0 | 0 |  | 0 |  | 0 | [5 empty] | 0 |  |  |  | 0 | 0 | 0 | 0 | 0 | 0 | 0 |  | #VALUE! |  | 0 | 0 |  | 0 |  | 0
[11 empty] | 0 | 0 | 0 | 0 | 0 | 0 | 0 |  |  |  |  | 0 | 0 |  | 0 |  | 0 | [5 empty] | 0 |  |  |  | 0 | 0 | 0 | 0 | 0 | 0 | 0 |  | #VALUE! |  | 0 | 0 |  | 0 |  | 0 | [5 empty] | 0 |  |  |  | 0 | 0 | 0 | 0 | 0 | 0 | 0 |  | #VALUE! |  | 0 | 0 |  | 0 |  | 0
[11 empty] | 0 | 0 | 0 | 0 | 0 | 0 | 0 |  |  |  |  | 0 | 0 |  | 0 |  | 0 | [5 empty] | 0 |  |  |  | 0 | 0 | 0 | 0 | 0 | 0 | 0 |  | #VALUE! |  | 0 | 0 |  | 0 |  | 0 | [5 empty] | 0 |  |  |  | 0 | 0 | 0 | 0 | 0 | 0 | 0 |  | #VALUE! |  | 0 | 0 |  | 0 |  | 0
[11 empty] | 0 | 0 | 0 | 0 | 0 | 0 | 0 |  |  |  |  | 0 | 0 |  | 0 |  | 0 | [5 empty] | 0 |  |  |  | 0 | 0 | 0 | 0 | 0 | 0 | 0 |  | #VALUE! |  | 0 | 0 |  | 0 |  | 0 | [5 empty] | 0 |  |  |  | 0 | 0 | 0 | 0 | 0 | 0 | 0 |  | #VALUE! |  | 0 | 0 |  | 0 |  | 0
[11 empty] | 0 | 0 | 0 | 0 | 0 | 0 | 0 |  |  |  |  | 0 | 0 |  | 0 |  | 0 | [5 empty] | 0 |  |  |  | 0 | 0 | 0 | 0 | 0 | 0 | 0 |  | #VALUE! |  | 0 | 0 |  | 0 |  | 0 | [5 empty] | 0 |  |  |  | 0 | 0 | 0 | 0 | 0 | 0 | 0 |  | #VALUE! |  | 0 | 0 |  | 0 |  | 0
[11 empty] | 0 | 0 | 0 | 0 | 0 | 0 | 0 |  |  |  |  | 0 | 0 |  | 0 |  | 0 | [5 empty] | 0 |  |  |  | 0 | 0 | 0 | 0 | 0 | 0 | 0 |  | #VALUE! |  | 0 | 0 |  | 0 |  | 0 | [5 empty] | 0 |  |  |  | 0 | 0 | 0 | 0 | 0 | 0 | 0 |  | #VALUE! |  | 0 | 0 |  | 0 |  | 0
[11 empty] | 0 | 0 | 0 | 0 | 0 | 0 | 0 |  |  |  |  | 0 | 0 |  | 0 |  | 0 | [5 empty] | 0 |  |  |  | 0 | 0 | 0 | 0 | 0 | 0 | 0 |  | #VALUE! |  | 0 | 0 |  | 0 |  | 0 | [5 empty] | 0 |  |  |  | 0 | 0 | 0 | 0 | 0 | 0 | 0 |  | #VALUE! |  | 0 | 0 |  | 0 |  | 0
[11 empty] | 0 | 0 | 0 | 0 | 0 | 0 | 0 |  |  |  |  | 0 | 0 |  | 0 |  | 0 | [5 empty] | 0 |  |  |  | 0 | 0 | 0 | 0 | 0 | 0 | 0 |  | #VALUE! |  | 0 | 0 |  | 0 |  | 0 | [5 empty] | 0 |  |  |  | 0 | 0 | 0 | 0 | 0 | 0 | 0 |  | #VALUE! |  | 0 | 0 |  | 0 |  | 0
[11 empty] | 0 | 0 | 0 | 0 | 0 | 0 | 0 |  |  |  |  | 0 | 0 |  | 0 |  | 0 | [5 empty] | 0 |  |  |  | 0 | 0 | 0 | 0 | 0 | 0 | 0 |  | #VALUE! |  | 0 | 0 |  | 0 |  | 0 | [5 empty] | 0 |  |  |  | 0 | 0 | 0 | 0 | 0 | 0 | 0 |  | #VALUE! |  | 0 | 0 |  | 0 |  | 0
[11 empty] | 0 | 0 | 0 | 0 | 0 | 0 | 0 |  |  |  |  | 0 | 0 |  | 0 |  | 0 | [5 empty] | 0 |  |  |  | 0 | 0 | 0 | 0 | 0 | 0 | 0 |  | #VALUE! |  | 0 | 0 |  | 0 |  | 0 | [5 empty] | 0 |  |  |  | 0 | 0 | 0 | 0 | 0 | 0 | 0 |  | #VALUE! |  | 0 | 0 |  | 0 |  | 0
[11 empty] | 0 | 0 | 0 | 0 | 0 | 0 | 0 |  |  |  |  | 0 | 0 |  | 0 |  | 0 | [5 empty] | 0 |  |  |  | 0 | 0 | 0 | 0 | 0 | 0 | 0 |  | #VALUE! |  | 0 | 0 |  | 0 |  | 0 | [5 empty] | 0 |  |  |  | 0 | 0 | 0 | 0 | 0 | 0 | 0 |  | #VALUE! |  | 0 | 0 |  | 0 |  | 0
[11 empty] | 0 | 0 | 0 | 0 | 0 | 0 | 0 |  |  |  |  | 0 | 0 |  | 0 |  | 0 | [5 empty] | 0 |  |  |  | 0 | 0 | 0 | 0 | 0 | 0 | 0 |  | #VALUE! |  | 0 | 0 |  | 0 |  | 0 | [5 empty] | 0 |  |  |  | 0 | 0 | 0 | 0 | 0 | 0 | 0 |  | #VALUE! |  | 0 | 0 |  | 0 |  | 0
[11 empty] | 0 | 0 | 0 | 0 | 0 | 0 | 0 |  |  |  |  | 0 | 0 |  | 0 |  | 0 | [5 empty] | 0 |  |  |  | 0 | 0 | 0 | 0 | 0 | 0 | 0 |  | #VALUE! |  | 0 | 0 |  | 0 |  | 0 | [5 empty] | 0 |  |  |  | 0 | 0 | 0 | 0 | 0 | 0 | 0 |  | #VALUE! |  | 0 | 0 |  | 0 |  | 0
[22 empty] | 0 | 0 |  | 0 |  | 0 | [19 empty] | 0 | 0 |  | 0 |  | 0 | [19 empty] | 0 | 0 |  | 0 |  | 0
[22 empty] | 0 | 0 |  | 0 |  | 0 | [19 empty] | 0 | 0 |  | 0 |  | 0 | [19 empty] | 0 | 0 |  | 0 |  | 0
[22 empty] | 0 | 0 |  | 0 |  | 0 | [19 empty] | 0 | 0 |  | 0 |  | 0 | [19 empty] | 0 | 0 |  | 0 |  | 0
| Instructions | [20 empty] | 0 | 0 |  | 0 |  | 0 | [19 empty] | 0 | 0 |  | 0 |  | 0 | [19 empty] | 0 | 0 |  | 0 |  | 0
| Enter the concentrations of the standards and their instrument | [20 empty] | 0 | 0 |  | 0 |  | 0 | [19 empty] | 0 | 0 |  | 0 |  | 0 | [19 empty] | 0 | 0 |  | 0 |  | 0
| readings (e.g. intensity, absorbance, etc) into the blue table | [20 empty] | 0 | 0 |  | 0 |  | 0 | [19 empty] | 0 | 0 |  | 0 |  | 0 | [19 empty] | 0 | 0 |  | 0 |  | 0
| on the left. Leave the rest of the table blank. You must have | [20 empty] | 0 | 0 |  | 0 |  | 0 | [19 empty] | 0 | 0 |  | 0 |  | 0 | [19 empty] | 0 | 0 |  | 0 |  | 0
| at least 5 points on the calibration curve, including the | [20 empty] | 0 | 0 |  | 0 |  | 0 | [19 empty] | 0 | 0 |  | 0 |  | 0 | [19 empty] | 0 | 0 |  | 0 |  | 0
| blank (zero concentration standard). If you have multiple | [20 empty] | 0 | 0 |  | 0 |  | 0 | [19 empty] | 0 | 0 |  | 0 |  | 0 | [19 empty] | 0 | 0 |  | 0 |  | 0
| instrument readings for one standard, it's better to enter | [20 empty] | 0 | 0 |  | 0 |  | 0 | [19 empty] | 0 | 0 |  | 0 |  | 0 | [19 empty] | 0 | 0 |  | 0 |  | 0
| each as a separate standard with the same concentration, rather | [20 empty] | 0 | 0 |  | 0 |  | 0 | [19 empty] | 0 | 0 |  | 0 |  | 0 | [19 empty] | 0 | 0 |  | 0 |  | 0
| than entering the average. The spreadsheet automatically gives | [20 empty] | 0 | 0 |  | 0 |  | 0 | [19 empty] | 0 | 0 |  | 0 |  | 0 | [19 empty] | 0 | 0 |  | 0 |  | 0
| more weight to standards that have more than one reading. | [20 empty] | 0 | 0 |  | 0 |  | 0 | [19 empty] | 0 | 0 |  | 0 |  | 0 | [19 empty] | 0 | 0 |  | 0 |  | 0
[22 empty] | 0 | 0 |  | 0 |  | 0 | [19 empty] | 0 | 0 |  | 0 |  | 0 | [19 empty] | 0 | 0 |  | 0 |  | 0
| Enter the instrument readings (e.g. intensity, absorbance, etc) | [20 empty] | 0 | 0 |  | 0 |  | 0 | [19 empty] | 0 | 0 |  | 0 |  | 0 | [19 empty] | 0 | 0 |  | 0 |  | 0
| of the unknowns into the yellow table on the right. You can | [20 empty] | 0 | 0 |  | 0 |  | 0 | [19 empty] | 0 | 0 |  | 0 |  | 0 | [19 empty] | 0 | 0 |  | 0 |  | 0
| have any number of unknowns up to 45. (If you have multiple | [20 empty] | 0 | 0 |  | 0 |  | 0 | [19 empty] | 0 | 0 |  | 0 |  | 0 | [19 empty] | 0 | 0 |  | 0 |  | 0
| instrument readings for one unknown, it's better to enter each | [20 empty] | 0 | 0 |  | 0 |  | 0 | [19 empty] | 0 | 0 |  | 0 |  | 0 | [19 empty] | 0 | 0 |  | 0 |  | 0
| as a separate unknown, rather than averaging them, so you can | [20 empty] | 0 | 0 |  | 0 |  | 0 | [19 empty] | 0 | 0 |  | 0 |  | 0 | [19 empty] | 0 | 0 |  | 0 |  | 0
| see how much variation in calculated concentration is produced | [20 empty] | 0 | 0 |  | 0 |  | 0 | [19 empty] | 0 | 0 |  | 0 |  | 0 | [19 empty] | 0 | 0 |  | 0 |  | 0
| by the variation in instrument reading). | [20 empty] | 0 | 0 |  | 0 |  | 0 | [19 empty] | 0 | 0 |  | 0 |  | 0 | [19 empty] | 0 | 0 |  | 0 |  | 0
[22 empty] | 0 | 0 |  | 0 |  | 0 | [19 empty] | 0 | 0 |  | 0 |  | 0 | [19 empty] | 0 | 0 |  | 0 |  | 0
| The concentrations of the unknowns are automatically calculated | [20 empty] | 0 | 0 |  | 0 |  | 0 | [19 empty] | 0 | 0 |  | 0 |  | 0 | [19 empty] | 0 | 0 |  | 0 |  | 0
and displayed column K. If you edit the calibration curve, by
deleting, changing, or adding more calibration standards, the
| concentrations are automatically recalculated. | [20 empty] | © Tom O'Haver, Version 3, March 2014 | [24 empty] | © Tom O'Haver, Version 2.1, July 2011, expanded June 2013
[22 empty] | Rights granted for educational purposes | [24 empty] | Rights granted for educational purposes
| The "Standard Deviation" column (L) estimates the standard | [20 empty] | http://terpconnect.umd.edu/~toh/models/CalibrationCurve.html | [24 empty] | http://terpconnect.umd.edu/~toh/models/CalibrationCurve.html
deviation of each concentration casued by uncertainty in
the calibration curve. It will only be calculated if there are
enough standards to make a reasonable estimate (the
more the better). Column M is just the relative percent
standard deviation).
You can remove any point from the curve fit by deleting the
corresponding X and Y values in the table. To delete a value;
right-click on the cell and click "Delete Contents" or "Clear
Contents". The spreadsheet automatically re-calculates and
the graph re-draws; if it does not, press F9 to recalculate.
Don't type anything into columns K, L, or M; they contain
important formulas.
[11 empty] | #DIV/0! | #DIV/0! | #DIV/0! | #DIV/0! | #DIV/0! | #DIV/0! | #DIV/0! | #DIV/0! | #DIV/0! | #DIV/0! | #DIV/0!
[11 empty] | #DIV/0! | #DIV/0! | #DIV/0! | #DIV/0! | #DIV/0! | #DIV/0! | #DIV/0! | #DIV/0! | #DIV/0! | #DIV/0! | #DIV/0!
[11 empty] | #DIV/0! | #DIV/0! | #DIV/0! | #DIV/0! | #DIV/0! | #DIV/0! | #DIV/0! | #DIV/0! | #DIV/0! | #DIV/0! | #DIV/0!
[11 empty] | #DIV/0! | #DIV/0! | #DIV/0! | #DIV/0! | #DIV/0! | #DIV/0! | #DIV/0! | #DIV/0! | #DIV/0! | #DIV/0! | #DIV/0!
Note on K5: Tom O'Haver: Concentration of each unknown calculated by solving the quadratic equation for concentration
Note on L5: Tom O'Haver: Estimated standard deviation of calculated concentration caused by uncertainty of calibration curve.

## Sheet2
Data for fitted curve plot |  |  | Residual calculations
point | X | Ypredicted | Concentrations of the standards | Predicted readings | Actual-predicted | Residuals (% of max reading)
1 | 0 | #DIV/0! |  |  | #VALUE!
2 | 0 | #DIV/0! |  |  | #VALUE!
3 | 0 | #DIV/0! |  |  | #VALUE!
4 | 0 | #DIV/0! |  |  | #VALUE!
5 | 0 | #DIV/0! |  |  | #VALUE!
6 | 0 | #DIV/0! |  |  | #VALUE!
7 | 0 | #DIV/0! |  |  | #VALUE!
8 | 0 | #DIV/0! |  |  | #VALUE!
9 | 0 | #DIV/0! |  |  | #VALUE!
10 | 0 | #DIV/0! |  |  | #VALUE!
11 | 0 | #DIV/0! |  |  | #VALUE!
12 | 0 | #DIV/0! |  |  | #VALUE!
13 | 0 | #DIV/0! |  |  | #VALUE!
14 | 0 | #DIV/0! |  |  | #VALUE!
15 | 0 | #DIV/0! |  |  | #VALUE!
16 | 0 | #DIV/0! |  |  | #VALUE!
17 | 0 | #DIV/0! |  |  | #VALUE!
18 | 0 | #DIV/0! |  |  | #VALUE!
19 | 0 | #DIV/0! |  |  | #VALUE!
20 | 0 | #DIV/0! |  |  | #VALUE!
21 | 0 | #DIV/0! |  |  | #VALUE!
22 | 0 | #DIV/0! |  |  | #VALUE!
23 | 0 | #DIV/0! |  |  | #VALUE!
24 | 0 | #DIV/0! |  |  | #VALUE!
25 | 0 | #DIV/0! |  |  | #VALUE!
26 | 0 | #DIV/0! |  |  | #VALUE!
27 | 0 | #DIV/0! |  |  | #VALUE!
28 | 0 | #DIV/0! |  |  | #VALUE!
29 | 0 | #DIV/0! |  |  | #VALUE!
30 | 0 | #DIV/0! |  |  | #VALUE!
31 | 0 | #DIV/0! |  |  | #VALUE!
32 | 0 | #DIV/0! |  |  | #VALUE!
33 | 0 | #DIV/0! |  |  | #VALUE!
34 | 0 | #DIV/0! |  |  | #VALUE!
35 | 0 | #DIV/0! |  |  | #VALUE!
36 | 0 | #DIV/0! |  |  | #VALUE!
37 | 0 | #DIV/0! |  |  | #VALUE!
38 | 0 | #DIV/0! |  |  | #VALUE!
39 | 0 | #DIV/0! |  |  | #VALUE!
40 | 0 | #DIV/0! |  |  | #VALUE!
41 | 0 | #DIV/0! |  |  | #VALUE!
42 | 0 | #DIV/0! |  |  | #VALUE!
43 | 0 | #DIV/0! |  |  | #VALUE!
44 | 0 | #DIV/0! |  |  | #VALUE!
45 | 0 | #DIV/0! |  |  | #VALUE!
46 | 0 | #DIV/0!
47 | 0 | #DIV/0!
48 | 0 | #DIV/0!
49 | 0 | #DIV/0!
50 | 0 | #DIV/0!

## Sheet3
bootstrap selection | Standards | Instrument readings | Reading of the unknown | Calculated concentration | X | Y | X*Y | X*X | X^3 | X^4 | X^2y
0.11722 | 0 | 0 | 0 |  | 0 | 0 | 0 | 0 | 0 | 0 | 0
0.88627 | 0 | 0 | 0 |  | 0 | 0 | 0 | 0 | 0 | 0 | 0
0.58709 | 0 | 0 | 0 |  | 0 | 0 | 0 | 0 | 0 | 0 | 0
0.82068 | 0 | 0 | 0 |  | 0 | 0 | 0 | 0 | 0 | 0 | 0
0.91863 | 0 | 0 | 0 |  | 0 | 0 | 0 | 0 | 0 | 0 | 0
0.22273 | 0 | 0 | 0 |  | 0 | 0 | 0 | 0 | 0 | 0 | 0
0.88995 | 0 | 0 | 0 |  | 0 | 0 | 0 | 0 | 0 | 0 | 0
0.92784 | 0 | 0 | 0 |  | 0 | 0 | 0 | 0 | 0 | 0 | 0
0.26736 | 0 | 0 | 0 |  | 0 | 0 | 0 | 0 | 0 | 0 | 0
0.78645 | 0 | 0 | 0 |  | 0 | 0 | 0 | 0 | 0 | 0 | 0
0.527 | 0 | 0 | 0 |  | 0 | 0 | 0 | 0 | 0 | 0 | 0
0.58508 | 0 | 0 | 0 |  | 0 | 0 | 0 | 0 | 0 | 0 | 0
0.83761 | 0 | 0 | 0 |  | 0 | 0 | 0 | 0 | 0 | 0 | 0
0.60607 | 0 | 0 | 0 |  | 0 | 0 | 0 | 0 | 0 | 0 | 0
0.26551 | 0 | 0 | 0 |  | 0 | 0 | 0 | 0 | 0 | 0 | 0
0.1119 | 0 | 0 | 0 |  | 0 | 0 | 0 | 0 | 0 | 0 | 0
0.60859 | 0 | 0 | 0 |  | 0 | 0 | 0 | 0 | 0 | 0 | 0 | Calculations of the coefficients a,b, and c of the best-fit parabola y=ax^2+bx+c
0.99352 | 0 | 0 | 0 |  | 0 | 0 | 0 | 0 | 0 | 0 | 0 | sums | sumx | sumy | sumxy | sumx2 | sumx3 | sumx4 | sumx2y
0.43151 | 0 | 0 | 0 |  | 0 | 0 | 0 | 0 | 0 | 0 | 0 |  | ?X | ?Y | ?(X*Y) | ?(X*X) | ?(X^3) | ?(X^4) | ?(X^2)*y
0.053763 | 0 | 0 | 0 |  | 0 | 0 | 0 | 0 | 0 | 0 | 0 |  | 0 | 0 | 0 | 0 | 0 | 0 | 0
0.44208 | 0 | 0 | 0 |  | 0 | 0 | 0 | 0 | 0 | 0 | 0 | n | 0 | (number of points (n)
0.041829 | 0 | 0 | 0 |  | 0 | 0 | 0 | 0 | 0 | 0 | 0
0.95654 | 0 | 0 | 0 |  | 0 | 0 | 0 | 0 | 0 | 0 | 0 | D | 0 | Denominator (D)
0.67088 | 0 | 0 | 0 |  | 0 | 0 | 0 | 0 | 0 | 0 | 0 | a= | #DIV/0! | #DIV/0!
0.76899 | 0 | 0 | 0 |  | 0 | 0 | 0 | 0 | 0 | 0 | 0 | b= | #DIV/0!
0.6935 | 0 | 0 | 0 |  | 0 | 0 | 0 | 0 | 0 | 0 | 0 | c= | #DIV/0!
0.72103 | 0 | 0 | 0 |  | 0 | 0 | 0 | 0 | 0 | 0 | 0 | y= | #DIV/0! | X^2 | + | #DIV/0! | x | + | #DIV/0!
0.74019 | 0 | 0 | 0 |  | 0 | 0 | 0 | 0 | 0 | 0 | 0 | R2= | #DIV/0!
0.50207 | 0 | 0 | 0 |  | 0 | 0 | 0 | 0 | 0 | 0 | 0
0.46064 | 0 | 0 | 0 |  | 0 | 0 | 0 | 0 | 0 | 0 | 0 |  | Calculation of R2
0.98311 | 0 | 0 | 0 |  | 0 | 0 | 0 | 0 | 0 | 0 | 0 |  | ?(Y-meany)^2 | PredY |  | ?(Y-PredY)^2 |  | ?(meanY-PredY)^2
0.29504 | 0 | 0 | 0 |  | 0 | 0 | 0 | 0 | 0 | 0 | 0 |  | 0 | 0 |  | 0 |  | 0
0.6042 | 0 | 0 | 0 |  | 0 | 0 | 0 | 0 | 0 | 0 | 0 |  | 0 | 0 |  | 0 |  | 0
0.79631 | 0 | 0 | 0 |  | 0 | 0 | 0 | 0 | 0 | 0 | 0 |  | 0 | 0 |  | 0 |  | 0
0.52655 | 0 | 0 | 0 |  | 0 | 0 | 0 | 0 | 0 | 0 | 0 |  | 0 | 0 |  | 0 |  | 0
0.66932 | 0 | 0 | 0 |  | 0 | 0 | 0 | 0 | 0 | 0 | 0 |  | 0 | 0 |  | 0 |  | 0
0.38723 | 0 | 0 | 0 |  | 0 | 0 | 0 | 0 | 0 | 0 | 0 |  | 0 | 0 |  | 0 |  | 0
0.86641 | 0 | 0 | 0 |  | 0 | 0 | 0 | 0 | 0 | 0 | 0 |  | 0 | 0 |  | 0 |  | 0
0.56803 | 0 | 0 | 0 |  | 0 | 0 | 0 | 0 | 0 | 0 | 0 |  | 0 | 0 |  | 0 |  | 0
0.42848 | 0 | 0 | 0 |  | 0 | 0 | 0 | 0 | 0 | 0 | 0 |  | 0 | 0 |  | 0 |  | 0
0.82574 | 0 | 0 | 0 |  | 0 | 0 | 0 | 0 | 0 | 0 | 0 |  | 0 | 0 |  | 0 |  | 0
0.23026 | 0 | 0 | 0 |  | 0 | 0 | 0 | 0 | 0 | 0 | 0 |  | 0 | 0 |  | 0 |  | 0
0.27344 | 0 | 0 | 0 |  | 0 | 0 | 0 | 0 | 0 | 0 | 0 |  | 0 | 0 |  | 0 |  | 0
0.42656 | 0 | 0 | 0 |  | 0 | 0 | 0 | 0 | 0 | 0 | 0 |  | 0 | 0 |  | 0 |  | 0
0.50604 | 0 | 0 | 0 |  | 0 | 0 | 0 | 0 | 0 | 0 | 0 |  | 0 | 0 |  | 0 |  | 0
[13 empty] | 0 | 0 |  | 0 |  | 0
[13 empty] | 0 | 0 |  | 0 |  | 0
[13 empty] | 0 | 0 |  | 0 |  | 0
[13 empty] | 0 | 0 |  | 0 |  | 0
[13 empty] | 0 | 0 |  | 0 |  | 0
[13 empty] | 0 | 0 |  | 0 |  | 0
[13 empty] | 0 | 0 |  | 0 |  | 0
[13 empty] | 0 | 0 |  | 0 |  | 0
[13 empty] | 0 | 0 |  | 0 |  | 0
[13 empty] | 0 | 0 |  | 0 |  | 0
[13 empty] | 0 | 0 |  | 0 |  | 0
[13 empty] | 0 | 0 |  | 0 |  | 0
[13 empty] | 0 | 0 |  | 0 |  | 0
[13 empty] | 0 | 0 |  | 0 |  | 0
[13 empty] | 0 | 0 |  | 0 |  | 0
[13 empty] | 0 | 0 |  | 0 |  | 0
[13 empty] | 0 | 0 |  | 0 |  | 0
[13 empty] | 0 | 0 |  | 0 |  | 0
[13 empty] | 0 | 0 |  | 0 |  | 0
[13 empty] | 0 | 0 |  | 0 |  | 0
[13 empty] | 0 | 0 |  | 0 |  | 0
[13 empty] | 0 | 0 |  | 0 |  | 0
[13 empty] | 0 | 0 |  | 0 |  | 0

## Sheet4
bootstrap selection | Standards | Instrument readings | Reading of the unknown | Calculated concentration | X | Y | X*Y | X*X | X^3 | X^4 | X^2y
0.30025 | 0 | 0 | 0 |  | 0 | 0 | 0 | 0 | 0 | 0 | 0
0.77563 | 0 | 0 | 0 |  | 0 | 0 | 0 | 0 | 0 | 0 | 0
0.7266 | 0 | 0 | 0 |  | 0 | 0 | 0 | 0 | 0 | 0 | 0
0.87598 | 0 | 0 | 0 |  | 0 | 0 | 0 | 0 | 0 | 0 | 0
0.41973 | 0 | 0 | 0 |  | 0 | 0 | 0 | 0 | 0 | 0 | 0
0.43252 | 0 | 0 | 0 |  | 0 | 0 | 0 | 0 | 0 | 0 | 0
0.034623 | 0 | 0 | 0 |  | 0 | 0 | 0 | 0 | 0 | 0 | 0
0.38672 | 0 | 0 | 0 |  | 0 | 0 | 0 | 0 | 0 | 0 | 0
0.32735 | 0 | 0 | 0 |  | 0 | 0 | 0 | 0 | 0 | 0 | 0
0.22999 | 0 | 0 | 0 |  | 0 | 0 | 0 | 0 | 0 | 0 | 0
0.46365 | 0 | 0 | 0 |  | 0 | 0 | 0 | 0 | 0 | 0 | 0
0.65884 | 0 | 0 | 0 |  | 0 | 0 | 0 | 0 | 0 | 0 | 0
0.88998 | 0 | 0 | 0 |  | 0 | 0 | 0 | 0 | 0 | 0 | 0
0.65165 | 0 | 0 | 0 |  | 0 | 0 | 0 | 0 | 0 | 0 | 0
0.35762 | 0 | 0 | 0 |  | 0 | 0 | 0 | 0 | 0 | 0 | 0
0.89065 | 0 | 0 | 0 |  | 0 | 0 | 0 | 0 | 0 | 0 | 0
0.63451 | 0 | 0 | 0 |  | 0 | 0 | 0 | 0 | 0 | 0 | 0 | Calculations of the coefficients a,b, and c of the best-fit parabola y=ax^2+bx+c
0.53759 | 0 | 0 | 0 |  | 0 | 0 | 0 | 0 | 0 | 0 | 0 | sums | sumx | sumy | sumxy | sumx2 | sumx3 | sumx4 | sumx2y
0.10681 | 0 | 0 | 0 |  | 0 | 0 | 0 | 0 | 0 | 0 | 0 |  | ?X | ?Y | ?(X*Y) | ?(X*X) | ?(X^3) | ?(X^4) | ?(X^2)*y
0.34354 | 0 | 0 | 0 |  | 0 | 0 | 0 | 0 | 0 | 0 | 0 |  | 0 | 0 | 0 | 0 | 0 | 0 | 0
0.32067 | 0 | 0 | 0 |  | 0 | 0 | 0 | 0 | 0 | 0 | 0 | n | 0 | (number of points (n)
0.19146 | 0 | 0 | 0 |  | 0 | 0 | 0 | 0 | 0 | 0 | 0
0.75383 | 0 | 0 | 0 |  | 0 | 0 | 0 | 0 | 0 | 0 | 0 | D | 0 | Denominator (D)
0.36231 | 0 | 0 | 0 |  | 0 | 0 | 0 | 0 | 0 | 0 | 0 | a= | #DIV/0! | #DIV/0!
0.61601 | 0 | 0 | 0 |  | 0 | 0 | 0 | 0 | 0 | 0 | 0 | b= | #DIV/0!
0.64921 | 0 | 0 | 0 |  | 0 | 0 | 0 | 0 | 0 | 0 | 0 | c= | #DIV/0!
0.68525 | 0 | 0 | 0 |  | 0 | 0 | 0 | 0 | 0 | 0 | 0 | y= | #DIV/0! | X^2 | + | #DIV/0! | x | + | #DIV/0!
0.84334 | 0 | 0 | 0 |  | 0 | 0 | 0 | 0 | 0 | 0 | 0 | R2= | #DIV/0!
0.3776 | 0 | 0 | 0 |  | 0 | 0 | 0 | 0 | 0 | 0 | 0
0.15568 | 0 | 0 | 0 |  | 0 | 0 | 0 | 0 | 0 | 0 | 0 |  | Calculation of R2
0.59427 | 0 | 0 | 0 |  | 0 | 0 | 0 | 0 | 0 | 0 | 0 |  | ?(Y-meany)^2 | PredY |  | ?(Y-PredY)^2 |  | ?(meanY-PredY)^2
0.64986 | 0 | 0 | 0 |  | 0 | 0 | 0 | 0 | 0 | 0 | 0 |  | 0 | 0 |  | 0 |  | 0
0.025313 | 0 | 0 | 0 |  | 0 | 0 | 0 | 0 | 0 | 0 | 0 |  | 0 | 0 |  | 0 |  | 0
0.84757 | 0 | 0 | 0 |  | 0 | 0 | 0 | 0 | 0 | 0 | 0 |  | 0 | 0 |  | 0 |  | 0
0.96467 | 0 | 0 | 0 |  | 0 | 0 | 0 | 0 | 0 | 0 | 0 |  | 0 | 0 |  | 0 |  | 0
0.24317 | 0 | 0 | 0 |  | 0 | 0 | 0 | 0 | 0 | 0 | 0 |  | 0 | 0 |  | 0 |  | 0
0.12873 | 0 | 0 | 0 |  | 0 | 0 | 0 | 0 | 0 | 0 | 0 |  | 0 | 0 |  | 0 |  | 0
0.74814 | 0 | 0 | 0 |  | 0 | 0 | 0 | 0 | 0 | 0 | 0 |  | 0 | 0 |  | 0 |  | 0
0.62585 | 0 | 0 | 0 |  | 0 | 0 | 0 | 0 | 0 | 0 | 0 |  | 0 | 0 |  | 0 |  | 0
0.26726 | 0 | 0 | 0 |  | 0 | 0 | 0 | 0 | 0 | 0 | 0 |  | 0 | 0 |  | 0 |  | 0
0.88095 | 0 | 0 | 0 |  | 0 | 0 | 0 | 0 | 0 | 0 | 0 |  | 0 | 0 |  | 0 |  | 0
0.5123 | 0 | 0 | 0 |  | 0 | 0 | 0 | 0 | 0 | 0 | 0 |  | 0 | 0 |  | 0 |  | 0
0.15655 | 0 | 0 | 0 |  | 0 | 0 | 0 | 0 | 0 | 0 | 0 |  | 0 | 0 |  | 0 |  | 0
0.32555 | 0 | 0 | 0 |  | 0 | 0 | 0 | 0 | 0 | 0 | 0 |  | 0 | 0 |  | 0 |  | 0
0.50573 | 0 | 0 | 0 |  | 0 | 0 | 0 | 0 | 0 | 0 | 0 |  | 0 | 0 |  | 0 |  | 0
[13 empty] | 0 | 0 |  | 0 |  | 0
[13 empty] | 0 | 0 |  | 0 |  | 0
[13 empty] | 0 | 0 |  | 0 |  | 0
[13 empty] | 0 | 0 |  | 0 |  | 0
[13 empty] | 0 | 0 |  | 0 |  | 0
[13 empty] | 0 | 0 |  | 0 |  | 0
[13 empty] | 0 | 0 |  | 0 |  | 0
[13 empty] | 0 | 0 |  | 0 |  | 0
[13 empty] | 0 | 0 |  | 0 |  | 0
[13 empty] | 0 | 0 |  | 0 |  | 0
[13 empty] | 0 | 0 |  | 0 |  | 0
[13 empty] | 0 | 0 |  | 0 |  | 0
[13 empty] | 0 | 0 |  | 0 |  | 0
[13 empty] | 0 | 0 |  | 0 |  | 0
[13 empty] | 0 | 0 |  | 0 |  | 0
[13 empty] | 0 | 0 |  | 0 |  | 0
[13 empty] | 0 | 0 |  | 0 |  | 0
[13 empty] | 0 | 0 |  | 0 |  | 0
[13 empty] | 0 | 0 |  | 0 |  | 0
[13 empty] | 0 | 0 |  | 0 |  | 0
[13 empty] | 0 | 0 |  | 0 |  | 0
[13 empty] | 0 | 0 |  | 0 |  | 0
[13 empty] | 0 | 0 |  | 0 |  | 0

## Sheet5
bootstrap selection | Standards | Instrument readings | Reading of the unknown | Calculated concentration | X | Y | X*Y | X*X | X^3 | X^4 | X^2y
0.068917 | 0 | 0 | 0 |  | 0 | 0 | 0 | 0 | 0 | 0 | 0
0.11896 | 0 | 0 | 0 |  | 0 | 0 | 0 | 0 | 0 | 0 | 0
0.54636 | 0 | 0 | 0 |  | 0 | 0 | 0 | 0 | 0 | 0 | 0
0.070103 | 0 | 0 | 0 |  | 0 | 0 | 0 | 0 | 0 | 0 | 0
0.6795 | 0 | 0 | 0 |  | 0 | 0 | 0 | 0 | 0 | 0 | 0
0.28152 | 0 | 0 | 0 |  | 0 | 0 | 0 | 0 | 0 | 0 | 0
0.81214 | 0 | 0 | 0 |  | 0 | 0 | 0 | 0 | 0 | 0 | 0
0.77501 | 0 | 0 | 0 |  | 0 | 0 | 0 | 0 | 0 | 0 | 0
0.37033 | 0 | 0 | 0 |  | 0 | 0 | 0 | 0 | 0 | 0 | 0
0.94065 | 0 | 0 | 0 |  | 0 | 0 | 0 | 0 | 0 | 0 | 0
0.4023 | 0 | 0 | 0 |  | 0 | 0 | 0 | 0 | 0 | 0 | 0
0.94874 | 0 | 0 | 0 |  | 0 | 0 | 0 | 0 | 0 | 0 | 0
0.2078 | 0 | 0 | 0 |  | 0 | 0 | 0 | 0 | 0 | 0 | 0
0.81301 | 0 | 0 | 0 |  | 0 | 0 | 0 | 0 | 0 | 0 | 0
0.16722 | 0 | 0 | 0 |  | 0 | 0 | 0 | 0 | 0 | 0 | 0
0.88767 | 0 | 0 | 0 |  | 0 | 0 | 0 | 0 | 0 | 0 | 0
0.85293 | 0 | 0 | 0 |  | 0 | 0 | 0 | 0 | 0 | 0 | 0 | Calculations of the coefficients a,b, and c of the best-fit parabola y=ax^2+bx+c
0.50436 | 0 | 0 | 0 |  | 0 | 0 | 0 | 0 | 0 | 0 | 0 | sums | sumx | sumy | sumxy | sumx2 | sumx3 | sumx4 | sumx2y
0.8794 | 0 | 0 | 0 |  | 0 | 0 | 0 | 0 | 0 | 0 | 0 |  | ?X | ?Y | ?(X*Y) | ?(X*X) | ?(X^3) | ?(X^4) | ?(X^2)*y
0.25591 | 0 | 0 | 0 |  | 0 | 0 | 0 | 0 | 0 | 0 | 0 |  | 0 | 0 | 0 | 0 | 0 | 0 | 0
0.91909 | 0 | 0 | 0 |  | 0 | 0 | 0 | 0 | 0 | 0 | 0 | n | 0 | (number of points (n)
0.11597 | 0 | 0 | 0 |  | 0 | 0 | 0 | 0 | 0 | 0 | 0
0.33344 | 0 | 0 | 0 |  | 0 | 0 | 0 | 0 | 0 | 0 | 0 | D | 0 | Denominator (D)
0.83309 | 0 | 0 | 0 |  | 0 | 0 | 0 | 0 | 0 | 0 | 0 | a= | #DIV/0! | #DIV/0!
0.85713 | 0 | 0 | 0 |  | 0 | 0 | 0 | 0 | 0 | 0 | 0 | b= | #DIV/0!
0.39551 | 0 | 0 | 0 |  | 0 | 0 | 0 | 0 | 0 | 0 | 0 | c= | #DIV/0!
0.47147 | 0 | 0 | 0 |  | 0 | 0 | 0 | 0 | 0 | 0 | 0 | y= | #DIV/0! | X^2 | + | #DIV/0! | x | + | #DIV/0!
0.48327 | 0 | 0 | 0 |  | 0 | 0 | 0 | 0 | 0 | 0 | 0 | R2= | #DIV/0!
0.15354 | 0 | 0 | 0 |  | 0 | 0 | 0 | 0 | 0 | 0 | 0
0.48548 | 0 | 0 | 0 |  | 0 | 0 | 0 | 0 | 0 | 0 | 0 |  | Calculation of R2
0.372 | 0 | 0 | 0 |  | 0 | 0 | 0 | 0 | 0 | 0 | 0 |  | ?(Y-meany)^2 | PredY |  | ?(Y-PredY)^2 |  | ?(meanY-PredY)^2
0.781 | 0 | 0 | 0 |  | 0 | 0 | 0 | 0 | 0 | 0 | 0 |  | 0 | 0 |  | 0 |  | 0
0.54792 | 0 | 0 | 0 |  | 0 | 0 | 0 | 0 | 0 | 0 | 0 |  | 0 | 0 |  | 0 |  | 0
0.81324 | 0 | 0 | 0 |  | 0 | 0 | 0 | 0 | 0 | 0 | 0 |  | 0 | 0 |  | 0 |  | 0
0.10786 | 0 | 0 | 0 |  | 0 | 0 | 0 | 0 | 0 | 0 | 0 |  | 0 | 0 |  | 0 |  | 0
0.70225 | 0 | 0 | 0 |  | 0 | 0 | 0 | 0 | 0 | 0 | 0 |  | 0 | 0 |  | 0 |  | 0
0.4565 | 0 | 0 | 0 |  | 0 | 0 | 0 | 0 | 0 | 0 | 0 |  | 0 | 0 |  | 0 |  | 0
0.042803 | 0 | 0 | 0 |  | 0 | 0 | 0 | 0 | 0 | 0 | 0 |  | 0 | 0 |  | 0 |  | 0
0.15716 | 0 | 0 | 0 |  | 0 | 0 | 0 | 0 | 0 | 0 | 0 |  | 0 | 0 |  | 0 |  | 0
0.083811 | 0 | 0 | 0 |  | 0 | 0 | 0 | 0 | 0 | 0 | 0 |  | 0 | 0 |  | 0 |  | 0
0.26585 | 0 | 0 | 0 |  | 0 | 0 | 0 | 0 | 0 | 0 | 0 |  | 0 | 0 |  | 0 |  | 0
0.028799 | 0 | 0 | 0 |  | 0 | 0 | 0 | 0 | 0 | 0 | 0 |  | 0 | 0 |  | 0 |  | 0
0.85433 | 0 | 0 | 0 |  | 0 | 0 | 0 | 0 | 0 | 0 | 0 |  | 0 | 0 |  | 0 |  | 0
0.51849 | 0 | 0 | 0 |  | 0 | 0 | 0 | 0 | 0 | 0 | 0 |  | 0 | 0 |  | 0 |  | 0
0.52436 | 0 | 0 | 0 |  | 0 | 0 | 0 | 0 | 0 | 0 | 0 |  | 0 | 0 |  | 0 |  | 0
[13 empty] | 0 | 0 |  | 0 |  | 0
[13 empty] | 0 | 0 |  | 0 |  | 0
[13 empty] | 0 | 0 |  | 0 |  | 0
[13 empty] | 0 | 0 |  | 0 |  | 0
[13 empty] | 0 | 0 |  | 0 |  | 0
[13 empty] | 0 | 0 |  | 0 |  | 0
[13 empty] | 0 | 0 |  | 0 |  | 0
[13 empty] | 0 | 0 |  | 0 |  | 0
[13 empty] | 0 | 0 |  | 0 |  | 0
[13 empty] | 0 | 0 |  | 0 |  | 0
[13 empty] | 0 | 0 |  | 0 |  | 0
[13 empty] | 0 | 0 |  | 0 |  | 0
[13 empty] | 0 | 0 |  | 0 |  | 0
[13 empty] | 0 | 0 |  | 0 |  | 0
[13 empty] | 0 | 0 |  | 0 |  | 0
[13 empty] | 0 | 0 |  | 0 |  | 0
[13 empty] | 0 | 0 |  | 0 |  | 0
[13 empty] | 0 | 0 |  | 0 |  | 0
[13 empty] | 0 | 0 |  | 0 |  | 0
[13 empty] | 0 | 0 |  | 0 |  | 0
[13 empty] | 0 | 0 |  | 0 |  | 0
[13 empty] | 0 | 0 |  | 0 |  | 0
[13 empty] | 0 | 0 |  | 0 |  | 0

## Sheet6
bootstrap selection | Standards | Instrument readings | Reading of the unknown | Calculated concentration | X | Y | X*Y | X*X | X^3 | X^4 | X^2y
0.31231 | 0 | 0 | 0 |  | 0 | 0 | 0 | 0 | 0 | 0 | 0
0.95146 | 0 | 0 | 0 |  | 0 | 0 | 0 | 0 | 0 | 0 | 0
0.53932 | 0 | 0 | 0 |  | 0 | 0 | 0 | 0 | 0 | 0 | 0
0.04997 | 0 | 0 | 0 |  | 0 | 0 | 0 | 0 | 0 | 0 | 0
0.60432 | 0 | 0 | 0 |  | 0 | 0 | 0 | 0 | 0 | 0 | 0
0.36833 | 0 | 0 | 0 |  | 0 | 0 | 0 | 0 | 0 | 0 | 0
0.9418 | 0 | 0 | 0 |  | 0 | 0 | 0 | 0 | 0 | 0 | 0
0.75975 | 0 | 0 | 0 |  | 0 | 0 | 0 | 0 | 0 | 0 | 0
0.59321 | 0 | 0 | 0 |  | 0 | 0 | 0 | 0 | 0 | 0 | 0
0.49608 | 0 | 0 | 0 |  | 0 | 0 | 0 | 0 | 0 | 0 | 0
0.0036135 | 0 | 0 | 0 |  | 0 | 0 | 0 | 0 | 0 | 0 | 0
0.22009 | 0 | 0 | 0 |  | 0 | 0 | 0 | 0 | 0 | 0 | 0
0.70034 | 0 | 0 | 0 |  | 0 | 0 | 0 | 0 | 0 | 0 | 0
0.31819 | 0 | 0 | 0 |  | 0 | 0 | 0 | 0 | 0 | 0 | 0
0.91019 | 0 | 0 | 0 |  | 0 | 0 | 0 | 0 | 0 | 0 | 0
0.96342 | 0 | 0 | 0 |  | 0 | 0 | 0 | 0 | 0 | 0 | 0
0.40365 | 0 | 0 | 0 |  | 0 | 0 | 0 | 0 | 0 | 0 | 0 | Calculations of the coefficients a,b, and c of the best-fit parabola y=ax^2+bx+c
0.8102 | 0 | 0 | 0 |  | 0 | 0 | 0 | 0 | 0 | 0 | 0 | sums | sumx | sumy | sumxy | sumx2 | sumx3 | sumx4 | sumx2y
0.09068 | 0 | 0 | 0 |  | 0 | 0 | 0 | 0 | 0 | 0 | 0 |  | ?X | ?Y | ?(X*Y) | ?(X*X) | ?(X^3) | ?(X^4) | ?(X^2)*y
0.44642 | 0 | 0 | 0 |  | 0 | 0 | 0 | 0 | 0 | 0 | 0 |  | 0 | 0 | 0 | 0 | 0 | 0 | 0
0.34945 | 0 | 0 | 0 |  | 0 | 0 | 0 | 0 | 0 | 0 | 0 | n | 0 | (number of points (n)
0.1496 | 0 | 0 | 0 |  | 0 | 0 | 0 | 0 | 0 | 0 | 0
0.84877 | 0 | 0 | 0 |  | 0 | 0 | 0 | 0 | 0 | 0 | 0 | D | 0 | Denominator (D)
0.84509 | 0 | 0 | 0 |  | 0 | 0 | 0 | 0 | 0 | 0 | 0 | a= | #DIV/0! | #DIV/0!
0.2712 | 0 | 0 | 0 |  | 0 | 0 | 0 | 0 | 0 | 0 | 0 | b= | #DIV/0!
0.42308 | 0 | 0 | 0 |  | 0 | 0 | 0 | 0 | 0 | 0 | 0 | c= | #DIV/0!
0.67583 | 0 | 0 | 0 |  | 0 | 0 | 0 | 0 | 0 | 0 | 0 | y= | #DIV/0! | X^2 | + | #DIV/0! | x | + | #DIV/0!
0.69891 | 0 | 0 | 0 |  | 0 | 0 | 0 | 0 | 0 | 0 | 0 | R2= | #DIV/0!
0.75571 | 0 | 0 | 0 |  | 0 | 0 | 0 | 0 | 0 | 0 | 0
0.45989 | 0 | 0 | 0 |  | 0 | 0 | 0 | 0 | 0 | 0 | 0 |  | Calculation of R2
0.70414 | 0 | 0 | 0 |  | 0 | 0 | 0 | 0 | 0 | 0 | 0 |  | ?(Y-meany)^2 | PredY |  | ?(Y-PredY)^2 |  | ?(meanY-PredY)^2
0.32109 | 0 | 0 | 0 |  | 0 | 0 | 0 | 0 | 0 | 0 | 0 |  | 0 | 0 |  | 0 |  | 0
0.65778 | 0 | 0 | 0 |  | 0 | 0 | 0 | 0 | 0 | 0 | 0 |  | 0 | 0 |  | 0 |  | 0
0.46099 | 0 | 0 | 0 |  | 0 | 0 | 0 | 0 | 0 | 0 | 0 |  | 0 | 0 |  | 0 |  | 0
0.35017 | 0 | 0 | 0 |  | 0 | 0 | 0 | 0 | 0 | 0 | 0 |  | 0 | 0 |  | 0 |  | 0
0.90635 | 0 | 0 | 0 |  | 0 | 0 | 0 | 0 | 0 | 0 | 0 |  | 0 | 0 |  | 0 |  | 0
0.028632 | 0 | 0 | 0 |  | 0 | 0 | 0 | 0 | 0 | 0 | 0 |  | 0 | 0 |  | 0 |  | 0
0.36355 | 0 | 0 | 0 |  | 0 | 0 | 0 | 0 | 0 | 0 | 0 |  | 0 | 0 |  | 0 |  | 0
0.69724 | 0 | 0 | 0 |  | 0 | 0 | 0 | 0 | 0 | 0 | 0 |  | 0 | 0 |  | 0 |  | 0
0.082782 | 0 | 0 | 0 |  | 0 | 0 | 0 | 0 | 0 | 0 | 0 |  | 0 | 0 |  | 0 |  | 0
0.12837 | 0 | 0 | 0 |  | 0 | 0 | 0 | 0 | 0 | 0 | 0 |  | 0 | 0 |  | 0 |  | 0
0.60688 | 0 | 0 | 0 |  | 0 | 0 | 0 | 0 | 0 | 0 | 0 |  | 0 | 0 |  | 0 |  | 0
0.36002 | 0 | 0 | 0 |  | 0 | 0 | 0 | 0 | 0 | 0 | 0 |  | 0 | 0 |  | 0 |  | 0
0.97449 | 0 | 0 | 0 |  | 0 | 0 | 0 | 0 | 0 | 0 | 0 |  | 0 | 0 |  | 0 |  | 0
0.87063 | 0 | 0 | 0 |  | 0 | 0 | 0 | 0 | 0 | 0 | 0 |  | 0 | 0 |  | 0 |  | 0
[13 empty] | 0 | 0 |  | 0 |  | 0
[13 empty] | 0 | 0 |  | 0 |  | 0
[13 empty] | 0 | 0 |  | 0 |  | 0
[13 empty] | 0 | 0 |  | 0 |  | 0
[13 empty] | 0 | 0 |  | 0 |  | 0
[13 empty] | 0 | 0 |  | 0 |  | 0
[13 empty] | 0 | 0 |  | 0 |  | 0
[13 empty] | 0 | 0 |  | 0 |  | 0
[13 empty] | 0 | 0 |  | 0 |  | 0
[13 empty] | 0 | 0 |  | 0 |  | 0
[13 empty] | 0 | 0 |  | 0 |  | 0
[13 empty] | 0 | 0 |  | 0 |  | 0
[13 empty] | 0 | 0 |  | 0 |  | 0
[13 empty] | 0 | 0 |  | 0 |  | 0
[13 empty] | 0 | 0 |  | 0 |  | 0
[13 empty] | 0 | 0 |  | 0 |  | 0
[13 empty] | 0 | 0 |  | 0 |  | 0
[13 empty] | 0 | 0 |  | 0 |  | 0
[13 empty] | 0 | 0 |  | 0 |  | 0
[13 empty] | 0 | 0 |  | 0 |  | 0
[13 empty] | 0 | 0 |  | 0 |  | 0
[13 empty] | 0 | 0 |  | 0 |  | 0
[13 empty] | 0 | 0 |  | 0 |  | 0

## Sheet7
bootstrap selection | Standards | Instrument readings | Reading of the unknown | Calculated concentration | X | Y | X*Y | X*X | X^3 | X^4 | X^2y
0.18476 | 0 | 0 | 0 |  | 0 | 0 | 0 | 0 | 0 | 0 | 0
0.036814 | 0 | 0 | 0 |  | 0 | 0 | 0 | 0 | 0 | 0 | 0
0.72363 | 0 | 0 | 0 |  | 0 | 0 | 0 | 0 | 0 | 0 | 0
0.41737 | 0 | 0 | 0 |  | 0 | 0 | 0 | 0 | 0 | 0 | 0
0.50894 | 0 | 0 | 0 |  | 0 | 0 | 0 | 0 | 0 | 0 | 0
0.43021 | 0 | 0 | 0 |  | 0 | 0 | 0 | 0 | 0 | 0 | 0
0.86254 | 0 | 0 | 0 |  | 0 | 0 | 0 | 0 | 0 | 0 | 0
0.69213 | 0 | 0 | 0 |  | 0 | 0 | 0 | 0 | 0 | 0 | 0
0.20303 | 0 | 0 | 0 |  | 0 | 0 | 0 | 0 | 0 | 0 | 0
0.95788 | 0 | 0 | 0 |  | 0 | 0 | 0 | 0 | 0 | 0 | 0
0.57738 | 0 | 0 | 0 |  | 0 | 0 | 0 | 0 | 0 | 0 | 0
0.64989 | 0 | 0 | 0 |  | 0 | 0 | 0 | 0 | 0 | 0 | 0
0.068113 | 0 | 0 | 0 |  | 0 | 0 | 0 | 0 | 0 | 0 | 0
0.50624 | 0 | 0 | 0 |  | 0 | 0 | 0 | 0 | 0 | 0 | 0
0.52882 | 0 | 0 | 0 |  | 0 | 0 | 0 | 0 | 0 | 0 | 0
0.30527 | 0 | 0 | 0 |  | 0 | 0 | 0 | 0 | 0 | 0 | 0
0.96391 | 0 | 0 | 0 |  | 0 | 0 | 0 | 0 | 0 | 0 | 0 | Calculations of the coefficients a,b, and c of the best-fit parabola y=ax^2+bx+c
0.47912 | 0 | 0 | 0 |  | 0 | 0 | 0 | 0 | 0 | 0 | 0 | sums | sumx | sumy | sumxy | sumx2 | sumx3 | sumx4 | sumx2y
0.26278 | 0 | 0 | 0 |  | 0 | 0 | 0 | 0 | 0 | 0 | 0 |  | ?X | ?Y | ?(X*Y) | ?(X*X) | ?(X^3) | ?(X^4) | ?(X^2)*y
0.45982 | 0 | 0 | 0 |  | 0 | 0 | 0 | 0 | 0 | 0 | 0 |  | 0 | 0 | 0 | 0 | 0 | 0 | 0
0.61816 | 0 | 0 | 0 |  | 0 | 0 | 0 | 0 | 0 | 0 | 0 | n | 0 | (number of points (n)
0.96382 | 0 | 0 | 0 |  | 0 | 0 | 0 | 0 | 0 | 0 | 0
0.63232 | 0 | 0 | 0 |  | 0 | 0 | 0 | 0 | 0 | 0 | 0 | D | 0 | Denominator (D)
0.80856 | 0 | 0 | 0 |  | 0 | 0 | 0 | 0 | 0 | 0 | 0 | a= | #DIV/0! | #DIV/0!
0.46486 | 0 | 0 | 0 |  | 0 | 0 | 0 | 0 | 0 | 0 | 0 | b= | #DIV/0!
0.5512 | 0 | 0 | 0 |  | 0 | 0 | 0 | 0 | 0 | 0 | 0 | c= | #DIV/0!
0.3692 | 0 | 0 | 0 |  | 0 | 0 | 0 | 0 | 0 | 0 | 0 | y= | #DIV/0! | X^2 | + | #DIV/0! | x | + | #DIV/0!
0.9381 | 0 | 0 | 0 |  | 0 | 0 | 0 | 0 | 0 | 0 | 0 | R2= | #DIV/0!
0.98618 | 0 | 0 | 0 |  | 0 | 0 | 0 | 0 | 0 | 0 | 0
0.65236 | 0 | 0 | 0 |  | 0 | 0 | 0 | 0 | 0 | 0 | 0 |  | Calculation of R2
0.81942 | 0 | 0 | 0 |  | 0 | 0 | 0 | 0 | 0 | 0 | 0 |  | ?(Y-meany)^2 | PredY |  | ?(Y-PredY)^2 |  | ?(meanY-PredY)^2
0.68483 | 0 | 0 | 0 |  | 0 | 0 | 0 | 0 | 0 | 0 | 0 |  | 0 | 0 |  | 0 |  | 0
0.79088 | 0 | 0 | 0 |  | 0 | 0 | 0 | 0 | 0 | 0 | 0 |  | 0 | 0 |  | 0 |  | 0
0.90336 | 0 | 0 | 0 |  | 0 | 0 | 0 | 0 | 0 | 0 | 0 |  | 0 | 0 |  | 0 |  | 0
0.39322 | 0 | 0 | 0 |  | 0 | 0 | 0 | 0 | 0 | 0 | 0 |  | 0 | 0 |  | 0 |  | 0
0.68334 | 0 | 0 | 0 |  | 0 | 0 | 0 | 0 | 0 | 0 | 0 |  | 0 | 0 |  | 0 |  | 0
0.43253 | 0 | 0 | 0 |  | 0 | 0 | 0 | 0 | 0 | 0 | 0 |  | 0 | 0 |  | 0 |  | 0
0.35018 | 0 | 0 | 0 |  | 0 | 0 | 0 | 0 | 0 | 0 | 0 |  | 0 | 0 |  | 0 |  | 0
0.78473 | 0 | 0 | 0 |  | 0 | 0 | 0 | 0 | 0 | 0 | 0 |  | 0 | 0 |  | 0 |  | 0
0.78623 | 0 | 0 | 0 |  | 0 | 0 | 0 | 0 | 0 | 0 | 0 |  | 0 | 0 |  | 0 |  | 0
0.49322 | 0 | 0 | 0 |  | 0 | 0 | 0 | 0 | 0 | 0 | 0 |  | 0 | 0 |  | 0 |  | 0
0.77482 | 0 | 0 | 0 |  | 0 | 0 | 0 | 0 | 0 | 0 | 0 |  | 0 | 0 |  | 0 |  | 0
0.74531 | 0 | 0 | 0 |  | 0 | 0 | 0 | 0 | 0 | 0 | 0 |  | 0 | 0 |  | 0 |  | 0
0.30378 | 0 | 0 | 0 |  | 0 | 0 | 0 | 0 | 0 | 0 | 0 |  | 0 | 0 |  | 0 |  | 0
0.85079 | 0 | 0 | 0 |  | 0 | 0 | 0 | 0 | 0 | 0 | 0 |  | 0 | 0 |  | 0 |  | 0
[13 empty] | 0 | 0 |  | 0 |  | 0
[13 empty] | 0 | 0 |  | 0 |  | 0
[13 empty] | 0 | 0 |  | 0 |  | 0
[13 empty] | 0 | 0 |  | 0 |  | 0
[13 empty] | 0 | 0 |  | 0 |  | 0
[13 empty] | 0 | 0 |  | 0 |  | 0
[13 empty] | 0 | 0 |  | 0 |  | 0
[13 empty] | 0 | 0 |  | 0 |  | 0
[13 empty] | 0 | 0 |  | 0 |  | 0
[13 empty] | 0 | 0 |  | 0 |  | 0
[13 empty] | 0 | 0 |  | 0 |  | 0
[13 empty] | 0 | 0 |  | 0 |  | 0
[13 empty] | 0 | 0 |  | 0 |  | 0
[13 empty] | 0 | 0 |  | 0 |  | 0
[13 empty] | 0 | 0 |  | 0 |  | 0
[13 empty] | 0 | 0 |  | 0 |  | 0
[13 empty] | 0 | 0 |  | 0 |  | 0
[13 empty] | 0 | 0 |  | 0 |  | 0
[13 empty] | 0 | 0 |  | 0 |  | 0
[13 empty] | 0 | 0 |  | 0 |  | 0
[13 empty] | 0 | 0 |  | 0 |  | 0
[13 empty] | 0 | 0 |  | 0 |  | 0
[13 empty] | 0 | 0 |  | 0 |  | 0

## Sheet8
bootstrap selection | Standards | Instrument readings | Reading of the unknown | Calculated concentration | X | Y | X*Y | X*X | X^3 | X^4 | X^2y
0.99044 | 0 | 0 | 0 |  | 0 | 0 | 0 | 0 | 0 | 0 | 0
0.95071 | 0 | 0 | 0 |  | 0 | 0 | 0 | 0 | 0 | 0 | 0
0.43479 | 0 | 0 | 0 |  | 0 | 0 | 0 | 0 | 0 | 0 | 0
0.95911 | 0 | 0 | 0 |  | 0 | 0 | 0 | 0 | 0 | 0 | 0
0.9849 | 0 | 0 | 0 |  | 0 | 0 | 0 | 0 | 0 | 0 | 0
0.6157 | 0 | 0 | 0 |  | 0 | 0 | 0 | 0 | 0 | 0 | 0
0.53343 | 0 | 0 | 0 |  | 0 | 0 | 0 | 0 | 0 | 0 | 0
0.43731 | 0 | 0 | 0 |  | 0 | 0 | 0 | 0 | 0 | 0 | 0
0.31094 | 0 | 0 | 0 |  | 0 | 0 | 0 | 0 | 0 | 0 | 0
0.98746 | 0 | 0 | 0 |  | 0 | 0 | 0 | 0 | 0 | 0 | 0
0.90862 | 0 | 0 | 0 |  | 0 | 0 | 0 | 0 | 0 | 0 | 0
0.83883 | 0 | 0 | 0 |  | 0 | 0 | 0 | 0 | 0 | 0 | 0
0.88753 | 0 | 0 | 0 |  | 0 | 0 | 0 | 0 | 0 | 0 | 0
0.046686 | 0 | 0 | 0 |  | 0 | 0 | 0 | 0 | 0 | 0 | 0
0.89601 | 0 | 0 | 0 |  | 0 | 0 | 0 | 0 | 0 | 0 | 0
0.93132 | 0 | 0 | 0 |  | 0 | 0 | 0 | 0 | 0 | 0 | 0
0.85163 | 0 | 0 | 0 |  | 0 | 0 | 0 | 0 | 0 | 0 | 0 | Calculations of the coefficients a,b, and c of the best-fit parabola y=ax^2+bx+c
0.51593 | 0 | 0 | 0 |  | 0 | 0 | 0 | 0 | 0 | 0 | 0 | sums | sumx | sumy | sumxy | sumx2 | sumx3 | sumx4 | sumx2y
0.59131 | 0 | 0 | 0 |  | 0 | 0 | 0 | 0 | 0 | 0 | 0 |  | ?X | ?Y | ?(X*Y) | ?(X*X) | ?(X^3) | ?(X^4) | ?(X^2)*y
0.40802 | 0 | 0 | 0 |  | 0 | 0 | 0 | 0 | 0 | 0 | 0 |  | 0 | 0 | 0 | 0 | 0 | 0 | 0
0.73973 | 0 | 0 | 0 |  | 0 | 0 | 0 | 0 | 0 | 0 | 0 | n | 0 | (number of points (n)
0.30162 | 0 | 0 | 0 |  | 0 | 0 | 0 | 0 | 0 | 0 | 0
0.33518 | 0 | 0 | 0 |  | 0 | 0 | 0 | 0 | 0 | 0 | 0 | D | 0 | Denominator (D)
0.5306 | 0 | 0 | 0 |  | 0 | 0 | 0 | 0 | 0 | 0 | 0 | a= | #DIV/0! | #DIV/0!
0.067964 | 0 | 0 | 0 |  | 0 | 0 | 0 | 0 | 0 | 0 | 0 | b= | #DIV/0!
0.28812 | 0 | 0 | 0 |  | 0 | 0 | 0 | 0 | 0 | 0 | 0 | c= | #DIV/0!
0.45205 | 0 | 0 | 0 |  | 0 | 0 | 0 | 0 | 0 | 0 | 0 | y= | #DIV/0! | X^2 | + | #DIV/0! | x | + | #DIV/0!
0.3377 | 0 | 0 | 0 |  | 0 | 0 | 0 | 0 | 0 | 0 | 0 | R2= | #DIV/0!
0.77658 | 0 | 0 | 0 |  | 0 | 0 | 0 | 0 | 0 | 0 | 0
0.33749 | 0 | 0 | 0 |  | 0 | 0 | 0 | 0 | 0 | 0 | 0 |  | Calculation of R2
0.33899 | 0 | 0 | 0 |  | 0 | 0 | 0 | 0 | 0 | 0 | 0 |  | ?(Y-meany)^2 | PredY |  | ?(Y-PredY)^2 |  | ?(meanY-PredY)^2
0.98092 | 0 | 0 | 0 |  | 0 | 0 | 0 | 0 | 0 | 0 | 0 |  | 0 | 0 |  | 0 |  | 0
0.95186 | 0 | 0 | 0 |  | 0 | 0 | 0 | 0 | 0 | 0 | 0 |  | 0 | 0 |  | 0 |  | 0
0.43406 | 0 | 0 | 0 |  | 0 | 0 | 0 | 0 | 0 | 0 | 0 |  | 0 | 0 |  | 0 |  | 0
0.91514 | 0 | 0 | 0 |  | 0 | 0 | 0 | 0 | 0 | 0 | 0 |  | 0 | 0 |  | 0 |  | 0
0.25211 | 0 | 0 | 0 |  | 0 | 0 | 0 | 0 | 0 | 0 | 0 |  | 0 | 0 |  | 0 |  | 0
0.77456 | 0 | 0 | 0 |  | 0 | 0 | 0 | 0 | 0 | 0 | 0 |  | 0 | 0 |  | 0 |  | 0
0.006924 | 0 | 0 | 0 |  | 0 | 0 | 0 | 0 | 0 | 0 | 0 |  | 0 | 0 |  | 0 |  | 0
0.64463 | 0 | 0 | 0 |  | 0 | 0 | 0 | 0 | 0 | 0 | 0 |  | 0 | 0 |  | 0 |  | 0
0.55414 | 0 | 0 | 0 |  | 0 | 0 | 0 | 0 | 0 | 0 | 0 |  | 0 | 0 |  | 0 |  | 0
0.33686 | 0 | 0 | 0 |  | 0 | 0 | 0 | 0 | 0 | 0 | 0 |  | 0 | 0 |  | 0 |  | 0
0.20066 | 0 | 0 | 0 |  | 0 | 0 | 0 | 0 | 0 | 0 | 0 |  | 0 | 0 |  | 0 |  | 0
0.93007 | 0 | 0 | 0 |  | 0 | 0 | 0 | 0 | 0 | 0 | 0 |  | 0 | 0 |  | 0 |  | 0
0.67311 | 0 | 0 | 0 |  | 0 | 0 | 0 | 0 | 0 | 0 | 0 |  | 0 | 0 |  | 0 |  | 0
0.98687 | 0 | 0 | 0 |  | 0 | 0 | 0 | 0 | 0 | 0 | 0 |  | 0 | 0 |  | 0 |  | 0
[13 empty] | 0 | 0 |  | 0 |  | 0
[13 empty] | 0 | 0 |  | 0 |  | 0
[13 empty] | 0 | 0 |  | 0 |  | 0
[13 empty] | 0 | 0 |  | 0 |  | 0
[13 empty] | 0 | 0 |  | 0 |  | 0
[13 empty] | 0 | 0 |  | 0 |  | 0
[13 empty] | 0 | 0 |  | 0 |  | 0
[13 empty] | 0 | 0 |  | 0 |  | 0
[13 empty] | 0 | 0 |  | 0 |  | 0
[13 empty] | 0 | 0 |  | 0 |  | 0
[13 empty] | 0 | 0 |  | 0 |  | 0
[13 empty] | 0 | 0 |  | 0 |  | 0
[13 empty] | 0 | 0 |  | 0 |  | 0
[13 empty] | 0 | 0 |  | 0 |  | 0
[13 empty] | 0 | 0 |  | 0 |  | 0
[13 empty] | 0 | 0 |  | 0 |  | 0
[13 empty] | 0 | 0 |  | 0 |  | 0
[13 empty] | 0 | 0 |  | 0 |  | 0
[13 empty] | 0 | 0 |  | 0 |  | 0
[13 empty] | 0 | 0 |  | 0 |  | 0
[13 empty] | 0 | 0 |  | 0 |  | 0
[13 empty] | 0 | 0 |  | 0 |  | 0
[13 empty] | 0 | 0 |  | 0 |  | 0

## Sheet9
bootstrap selection | Standards | Instrument readings | Reading of the unknown | Calculated concentration | X | Y | X*Y | X*X | X^3 | X^4 | X^2y
0.93174 | 0 | 0 | 0 |  | 0 | 0 | 0 | 0 | 0 | 0 | 0
0.75134 | 0 | 0 | 0 |  | 0 | 0 | 0 | 0 | 0 | 0 | 0
0.46288 | 0 | 0 | 0 |  | 0 | 0 | 0 | 0 | 0 | 0 | 0
0.78613 | 0 | 0 | 0 |  | 0 | 0 | 0 | 0 | 0 | 0 | 0
0.63586 | 0 | 0 | 0 |  | 0 | 0 | 0 | 0 | 0 | 0 | 0
0.21299 | 0 | 0 | 0 |  | 0 | 0 | 0 | 0 | 0 | 0 | 0
0.51094 | 0 | 0 | 0 |  | 0 | 0 | 0 | 0 | 0 | 0 | 0
0.69736 | 0 | 0 | 0 |  | 0 | 0 | 0 | 0 | 0 | 0 | 0
0.013097 | 0 | 0 | 0 |  | 0 | 0 | 0 | 0 | 0 | 0 | 0
0.91098 | 0 | 0 | 0 |  | 0 | 0 | 0 | 0 | 0 | 0 | 0
0.75644 | 0 | 0 | 0 |  | 0 | 0 | 0 | 0 | 0 | 0 | 0
0.082666 | 0 | 0 | 0 |  | 0 | 0 | 0 | 0 | 0 | 0 | 0
0.41877 | 0 | 0 | 0 |  | 0 | 0 | 0 | 0 | 0 | 0 | 0
0.027231 | 0 | 0 | 0 |  | 0 | 0 | 0 | 0 | 0 | 0 | 0
0.53173 | 0 | 0 | 0 |  | 0 | 0 | 0 | 0 | 0 | 0 | 0
0.087231 | 0 | 0 | 0 |  | 0 | 0 | 0 | 0 | 0 | 0 | 0
0.32913 | 0 | 0 | 0 |  | 0 | 0 | 0 | 0 | 0 | 0 | 0 | Calculations of the coefficients a,b, and c of the best-fit parabola y=ax^2+bx+c
0.37709 | 0 | 0 | 0 |  | 0 | 0 | 0 | 0 | 0 | 0 | 0 | sums | sumx | sumy | sumxy | sumx2 | sumx3 | sumx4 | sumx2y
0.17958 | 0 | 0 | 0 |  | 0 | 0 | 0 | 0 | 0 | 0 | 0 |  | ?X | ?Y | ?(X*Y) | ?(X*X) | ?(X^3) | ?(X^4) | ?(X^2)*y
0.74437 | 0 | 0 | 0 |  | 0 | 0 | 0 | 0 | 0 | 0 | 0 |  | 0 | 0 | 0 | 0 | 0 | 0 | 0
0.93122 | 0 | 0 | 0 |  | 0 | 0 | 0 | 0 | 0 | 0 | 0 | n | 0 | (number of points (n)
0.28305 | 0 | 0 | 0 |  | 0 | 0 | 0 | 0 | 0 | 0 | 0
0.71547 | 0 | 0 | 0 |  | 0 | 0 | 0 | 0 | 0 | 0 | 0 | D | 0 | Denominator (D)
0.91444 | 0 | 0 | 0 |  | 0 | 0 | 0 | 0 | 0 | 0 | 0 | a= | #DIV/0! | #DIV/0!
0.42745 | 0 | 0 | 0 |  | 0 | 0 | 0 | 0 | 0 | 0 | 0 | b= | #DIV/0!
0.62039 | 0 | 0 | 0 |  | 0 | 0 | 0 | 0 | 0 | 0 | 0 | c= | #DIV/0!
0.89559 | 0 | 0 | 0 |  | 0 | 0 | 0 | 0 | 0 | 0 | 0 | y= | #DIV/0! | X^2 | + | #DIV/0! | x | + | #DIV/0!
0.95297 | 0 | 0 | 0 |  | 0 | 0 | 0 | 0 | 0 | 0 | 0 | R2= | #DIV/0!
0.091132 | 0 | 0 | 0 |  | 0 | 0 | 0 | 0 | 0 | 0 | 0
0.29352 | 0 | 0 | 0 |  | 0 | 0 | 0 | 0 | 0 | 0 | 0 |  | Calculation of R2
0.52424 | 0 | 0 | 0 |  | 0 | 0 | 0 | 0 | 0 | 0 | 0 |  | ?(Y-meany)^2 | PredY |  | ?(Y-PredY)^2 |  | ?(meanY-PredY)^2
0.3653 | 0 | 0 | 0 |  | 0 | 0 | 0 | 0 | 0 | 0 | 0 |  | 0 | 0 |  | 0 |  | 0
0.71638 | 0 | 0 | 0 |  | 0 | 0 | 0 | 0 | 0 | 0 | 0 |  | 0 | 0 |  | 0 |  | 0
0.98318 | 0 | 0 | 0 |  | 0 | 0 | 0 | 0 | 0 | 0 | 0 |  | 0 | 0 |  | 0 |  | 0
0.77267 | 0 | 0 | 0 |  | 0 | 0 | 0 | 0 | 0 | 0 | 0 |  | 0 | 0 |  | 0 |  | 0
0.34383 | 0 | 0 | 0 |  | 0 | 0 | 0 | 0 | 0 | 0 | 0 |  | 0 | 0 |  | 0 |  | 0
0.59371 | 0 | 0 | 0 |  | 0 | 0 | 0 | 0 | 0 | 0 | 0 |  | 0 | 0 |  | 0 |  | 0
0.77082 | 0 | 0 | 0 |  | 0 | 0 | 0 | 0 | 0 | 0 | 0 |  | 0 | 0 |  | 0 |  | 0
0.57457 | 0 | 0 | 0 |  | 0 | 0 | 0 | 0 | 0 | 0 | 0 |  | 0 | 0 |  | 0 |  | 0
0.46741 | 0 | 0 | 0 |  | 0 | 0 | 0 | 0 | 0 | 0 | 0 |  | 0 | 0 |  | 0 |  | 0
0.75187 | 0 | 0 | 0 |  | 0 | 0 | 0 | 0 | 0 | 0 | 0 |  | 0 | 0 |  | 0 |  | 0
0.71702 | 0 | 0 | 0 |  | 0 | 0 | 0 | 0 | 0 | 0 | 0 |  | 0 | 0 |  | 0 |  | 0
0.24916 | 0 | 0 | 0 |  | 0 | 0 | 0 | 0 | 0 | 0 | 0 |  | 0 | 0 |  | 0 |  | 0
0.21642 | 0 | 0 | 0 |  | 0 | 0 | 0 | 0 | 0 | 0 | 0 |  | 0 | 0 |  | 0 |  | 0
0.91594 | 0 | 0 | 0 |  | 0 | 0 | 0 | 0 | 0 | 0 | 0 |  | 0 | 0 |  | 0 |  | 0
[13 empty] | 0 | 0 |  | 0 |  | 0
[13 empty] | 0 | 0 |  | 0 |  | 0
[13 empty] | 0 | 0 |  | 0 |  | 0
[13 empty] | 0 | 0 |  | 0 |  | 0
[13 empty] | 0 | 0 |  | 0 |  | 0
[13 empty] | 0 | 0 |  | 0 |  | 0
[13 empty] | 0 | 0 |  | 0 |  | 0
[13 empty] | 0 | 0 |  | 0 |  | 0
[13 empty] | 0 | 0 |  | 0 |  | 0
[13 empty] | 0 | 0 |  | 0 |  | 0
[13 empty] | 0 | 0 |  | 0 |  | 0
[13 empty] | 0 | 0 |  | 0 |  | 0
[13 empty] | 0 | 0 |  | 0 |  | 0
[13 empty] | 0 | 0 |  | 0 |  | 0
[13 empty] | 0 | 0 |  | 0 |  | 0
[13 empty] | 0 | 0 |  | 0 |  | 0
[13 empty] | 0 | 0 |  | 0 |  | 0
[13 empty] | 0 | 0 |  | 0 |  | 0
[13 empty] | 0 | 0 |  | 0 |  | 0
[13 empty] | 0 | 0 |  | 0 |  | 0
[13 empty] | 0 | 0 |  | 0 |  | 0
[13 empty] | 0 | 0 |  | 0 |  | 0
[13 empty] | 0 | 0 |  | 0 |  | 0

## Sheet10
bootstrap selection | Standards | Instrument readings | Reading of the unknown | Calculated concentration | X | Y | X*Y | X*X | X^3 | X^4 | X^2y
0.76162 | 0 | 0 | 0 |  | 0 | 0 | 0 | 0 | 0 | 0 | 0
0.95823 | 0 | 0 | 0 |  | 0 | 0 | 0 | 0 | 0 | 0 | 0
0.030865 | 0 | 0 | 0 |  | 0 | 0 | 0 | 0 | 0 | 0 | 0
0.89066 | 0 | 0 | 0 |  | 0 | 0 | 0 | 0 | 0 | 0 | 0
0.91092 | 0 | 0 | 0 |  | 0 | 0 | 0 | 0 | 0 | 0 | 0
0.26323 | 0 | 0 | 0 |  | 0 | 0 | 0 | 0 | 0 | 0 | 0
0.096664 | 0 | 0 | 0 |  | 0 | 0 | 0 | 0 | 0 | 0 | 0
0.033563 | 0 | 0 | 0 |  | 0 | 0 | 0 | 0 | 0 | 0 | 0
0.64343 | 0 | 0 | 0 |  | 0 | 0 | 0 | 0 | 0 | 0 | 0
0.14299 | 0 | 0 | 0 |  | 0 | 0 | 0 | 0 | 0 | 0 | 0
0.35562 | 0 | 0 | 0 |  | 0 | 0 | 0 | 0 | 0 | 0 | 0
0.87776 | 0 | 0 | 0 |  | 0 | 0 | 0 | 0 | 0 | 0 | 0
0.44267 | 0 | 0 | 0 |  | 0 | 0 | 0 | 0 | 0 | 0 | 0
0.88321 | 0 | 0 | 0 |  | 0 | 0 | 0 | 0 | 0 | 0 | 0
0.68944 | 0 | 0 | 0 |  | 0 | 0 | 0 | 0 | 0 | 0 | 0
0.73258 | 0 | 0 | 0 |  | 0 | 0 | 0 | 0 | 0 | 0 | 0
0.85518 | 0 | 0 | 0 |  | 0 | 0 | 0 | 0 | 0 | 0 | 0 | Calculations of the coefficients a,b, and c of the best-fit parabola y=ax^2+bx+c
0.79289 | 0 | 0 | 0 |  | 0 | 0 | 0 | 0 | 0 | 0 | 0 | sums | sumx | sumy | sumxy | sumx2 | sumx3 | sumx4 | sumx2y
0.76449 | 0 | 0 | 0 |  | 0 | 0 | 0 | 0 | 0 | 0 | 0 |  | ?X | ?Y | ?(X*Y) | ?(X*X) | ?(X^3) | ?(X^4) | ?(X^2)*y
0.26056 | 0 | 0 | 0 |  | 0 | 0 | 0 | 0 | 0 | 0 | 0 |  | 0 | 0 | 0 | 0 | 0 | 0 | 0
0.60148 | 0 | 0 | 0 |  | 0 | 0 | 0 | 0 | 0 | 0 | 0 | n | 0 | (number of points (n)
0.22653 | 0 | 0 | 0 |  | 0 | 0 | 0 | 0 | 0 | 0 | 0
0.99275 | 0 | 0 | 0 |  | 0 | 0 | 0 | 0 | 0 | 0 | 0 | D | 0 | Denominator (D)
0.48744 | 0 | 0 | 0 |  | 0 | 0 | 0 | 0 | 0 | 0 | 0 | a= | #DIV/0! | #DIV/0!
0.91071 | 0 | 0 | 0 |  | 0 | 0 | 0 | 0 | 0 | 0 | 0 | b= | #DIV/0!
0.73722 | 0 | 0 | 0 |  | 0 | 0 | 0 | 0 | 0 | 0 | 0 | c= | #DIV/0!
0.071818 | 0 | 0 | 0 |  | 0 | 0 | 0 | 0 | 0 | 0 | 0 | y= | #DIV/0! | X^2 | + | #DIV/0! | x | + | #DIV/0!
0.76349 | 0 | 0 | 0 |  | 0 | 0 | 0 | 0 | 0 | 0 | 0 | R2= | #DIV/0!
0.41167 | 0 | 0 | 0 |  | 0 | 0 | 0 | 0 | 0 | 0 | 0
0.2893 | 0 | 0 | 0 |  | 0 | 0 | 0 | 0 | 0 | 0 | 0 |  | Calculation of R2
0.93411 | 0 | 0 | 0 |  | 0 | 0 | 0 | 0 | 0 | 0 | 0 |  | ?(Y-meany)^2 | PredY |  | ?(Y-PredY)^2 |  | ?(meanY-PredY)^2
0.05264 | 0 | 0 | 0 |  | 0 | 0 | 0 | 0 | 0 | 0 | 0 |  | 0 | 0 |  | 0 |  | 0
0.51872 | 0 | 0 | 0 |  | 0 | 0 | 0 | 0 | 0 | 0 | 0 |  | 0 | 0 |  | 0 |  | 0
0.92415 | 0 | 0 | 0 |  | 0 | 0 | 0 | 0 | 0 | 0 | 0 |  | 0 | 0 |  | 0 |  | 0
0.52343 | 0 | 0 | 0 |  | 0 | 0 | 0 | 0 | 0 | 0 | 0 |  | 0 | 0 |  | 0 |  | 0
0.4192 | 0 | 0 | 0 |  | 0 | 0 | 0 | 0 | 0 | 0 | 0 |  | 0 | 0 |  | 0 |  | 0
0.82112 | 0 | 0 | 0 |  | 0 | 0 | 0 | 0 | 0 | 0 | 0 |  | 0 | 0 |  | 0 |  | 0
0.54972 | 0 | 0 | 0 |  | 0 | 0 | 0 | 0 | 0 | 0 | 0 |  | 0 | 0 |  | 0 |  | 0
0.85678 | 0 | 0 | 0 |  | 0 | 0 | 0 | 0 | 0 | 0 | 0 |  | 0 | 0 |  | 0 |  | 0
0.45678 | 0 | 0 | 0 |  | 0 | 0 | 0 | 0 | 0 | 0 | 0 |  | 0 | 0 |  | 0 |  | 0
0.65451 | 0 | 0 | 0 |  | 0 | 0 | 0 | 0 | 0 | 0 | 0 |  | 0 | 0 |  | 0 |  | 0
0.8349 | 0 | 0 | 0 |  | 0 | 0 | 0 | 0 | 0 | 0 | 0 |  | 0 | 0 |  | 0 |  | 0
0.89282 | 0 | 0 | 0 |  | 0 | 0 | 0 | 0 | 0 | 0 | 0 |  | 0 | 0 |  | 0 |  | 0
0.38392 | 0 | 0 | 0 |  | 0 | 0 | 0 | 0 | 0 | 0 | 0 |  | 0 | 0 |  | 0 |  | 0
0.84653 | 0 | 0 | 0 |  | 0 | 0 | 0 | 0 | 0 | 0 | 0 |  | 0 | 0 |  | 0 |  | 0
[13 empty] | 0 | 0 |  | 0 |  | 0
[13 empty] | 0 | 0 |  | 0 |  | 0
[13 empty] | 0 | 0 |  | 0 |  | 0
[13 empty] | 0 | 0 |  | 0 |  | 0
[13 empty] | 0 | 0 |  | 0 |  | 0
[13 empty] | 0 | 0 |  | 0 |  | 0
[13 empty] | 0 | 0 |  | 0 |  | 0
[13 empty] | 0 | 0 |  | 0 |  | 0
[13 empty] | 0 | 0 |  | 0 |  | 0
[13 empty] | 0 | 0 |  | 0 |  | 0
[13 empty] | 0 | 0 |  | 0 |  | 0
[13 empty] | 0 | 0 |  | 0 |  | 0
[13 empty] | 0 | 0 |  | 0 |  | 0
[13 empty] | 0 | 0 |  | 0 |  | 0
[13 empty] | 0 | 0 |  | 0 |  | 0
[13 empty] | 0 | 0 |  | 0 |  | 0
[13 empty] | 0 | 0 |  | 0 |  | 0
[13 empty] | 0 | 0 |  | 0 |  | 0
[13 empty] | 0 | 0 |  | 0 |  | 0
[13 empty] | 0 | 0 |  | 0 |  | 0
[13 empty] | 0 | 0 |  | 0 |  | 0
[13 empty] | 0 | 0 |  | 0 |  | 0
[13 empty] | 0 | 0 |  | 0 |  | 0

## Sheet11
bootstrap selection | Standards | Instrument readings | Reading of the unknown | Calculated concentration | X | Y | X*Y | X*X | X^3 | X^4 | X^2y
0.31678 | 0 | 0 | 0 |  | 0 | 0 | 0 | 0 | 0 | 0 | 0
0.40052 | 0 | 0 | 0 |  | 0 | 0 | 0 | 0 | 0 | 0 | 0
0.52008 | 0 | 0 | 0 |  | 0 | 0 | 0 | 0 | 0 | 0 | 0
0.22169 | 0 | 0 | 0 |  | 0 | 0 | 0 | 0 | 0 | 0 | 0
0.52649 | 0 | 0 | 0 |  | 0 | 0 | 0 | 0 | 0 | 0 | 0
0.7617 | 0 | 0 | 0 |  | 0 | 0 | 0 | 0 | 0 | 0 | 0
0.87263 | 0 | 0 | 0 |  | 0 | 0 | 0 | 0 | 0 | 0 | 0
0.12007 | 0 | 0 | 0 |  | 0 | 0 | 0 | 0 | 0 | 0 | 0
0.79815 | 0 | 0 | 0 |  | 0 | 0 | 0 | 0 | 0 | 0 | 0
0.42161 | 0 | 0 | 0 |  | 0 | 0 | 0 | 0 | 0 | 0 | 0
0.18711 | 0 | 0 | 0 |  | 0 | 0 | 0 | 0 | 0 | 0 | 0
0.33848 | 0 | 0 | 0 |  | 0 | 0 | 0 | 0 | 0 | 0 | 0
0.67596 | 0 | 0 | 0 |  | 0 | 0 | 0 | 0 | 0 | 0 | 0
0.48248 | 0 | 0 | 0 |  | 0 | 0 | 0 | 0 | 0 | 0 | 0
0.66873 | 0 | 0 | 0 |  | 0 | 0 | 0 | 0 | 0 | 0 | 0
0.79107 | 0 | 0 | 0 |  | 0 | 0 | 0 | 0 | 0 | 0 | 0
0.9204 | 0 | 0 | 0 |  | 0 | 0 | 0 | 0 | 0 | 0 | 0 | Calculations of the coefficients a,b, and c of the best-fit parabola y=ax^2+bx+c
0.79631 | 0 | 0 | 0 |  | 0 | 0 | 0 | 0 | 0 | 0 | 0 | sums | sumx | sumy | sumxy | sumx2 | sumx3 | sumx4 | sumx2y
0.85666 | 0 | 0 | 0 |  | 0 | 0 | 0 | 0 | 0 | 0 | 0 |  | ?X | ?Y | ?(X*Y) | ?(X*X) | ?(X^3) | ?(X^4) | ?(X^2)*y
0.89484 | 0 | 0 | 0 |  | 0 | 0 | 0 | 0 | 0 | 0 | 0 |  | 0 | 0 | 0 | 0 | 0 | 0 | 0
0.26193 | 0 | 0 | 0 |  | 0 | 0 | 0 | 0 | 0 | 0 | 0 | n | 0 | (number of points (n)
0.35427 | 0 | 0 | 0 |  | 0 | 0 | 0 | 0 | 0 | 0 | 0
0.13236 | 0 | 0 | 0 |  | 0 | 0 | 0 | 0 | 0 | 0 | 0 | D | 0 | Denominator (D)
0.039172 | 0 | 0 | 0 |  | 0 | 0 | 0 | 0 | 0 | 0 | 0 | a= | #DIV/0! | #DIV/0!
0.35639 | 0 | 0 | 0 |  | 0 | 0 | 0 | 0 | 0 | 0 | 0 | b= | #DIV/0!
0.24121 | 0 | 0 | 0 |  | 0 | 0 | 0 | 0 | 0 | 0 | 0 | c= | #DIV/0!
0.16287 | 0 | 0 | 0 |  | 0 | 0 | 0 | 0 | 0 | 0 | 0 | y= | #DIV/0! | X^2 | + | #DIV/0! | x | + | #DIV/0!
0.63776 | 0 | 0 | 0 |  | 0 | 0 | 0 | 0 | 0 | 0 | 0 | R2= | #DIV/0!
0.76431 | 0 | 0 | 0 |  | 0 | 0 | 0 | 0 | 0 | 0 | 0
0.83542 | 0 | 0 | 0 |  | 0 | 0 | 0 | 0 | 0 | 0 | 0 |  | Calculation of R2
0.21309 | 0 | 0 | 0 |  | 0 | 0 | 0 | 0 | 0 | 0 | 0 |  | ?(Y-meany)^2 | PredY |  | ?(Y-PredY)^2 |  | ?(meanY-PredY)^2
0.97409 | 0 | 0 | 0 |  | 0 | 0 | 0 | 0 | 0 | 0 | 0 |  | 0 | 0 |  | 0 |  | 0
0.308 | 0 | 0 | 0 |  | 0 | 0 | 0 | 0 | 0 | 0 | 0 |  | 0 | 0 |  | 0 |  | 0
0.97078 | 0 | 0 | 0 |  | 0 | 0 | 0 | 0 | 0 | 0 | 0 |  | 0 | 0 |  | 0 |  | 0
0.39163 | 0 | 0 | 0 |  | 0 | 0 | 0 | 0 | 0 | 0 | 0 |  | 0 | 0 |  | 0 |  | 0
0.4115 | 0 | 0 | 0 |  | 0 | 0 | 0 | 0 | 0 | 0 | 0 |  | 0 | 0 |  | 0 |  | 0
0.64486 | 0 | 0 | 0 |  | 0 | 0 | 0 | 0 | 0 | 0 | 0 |  | 0 | 0 |  | 0 |  | 0
0.49786 | 0 | 0 | 0 |  | 0 | 0 | 0 | 0 | 0 | 0 | 0 |  | 0 | 0 |  | 0 |  | 0
0.27067 | 0 | 0 | 0 |  | 0 | 0 | 0 | 0 | 0 | 0 | 0 |  | 0 | 0 |  | 0 |  | 0
0.088094 | 0 | 0 | 0 |  | 0 | 0 | 0 | 0 | 0 | 0 | 0 |  | 0 | 0 |  | 0 |  | 0
0.075596 | 0 | 0 | 0 |  | 0 | 0 | 0 | 0 | 0 | 0 | 0 |  | 0 | 0 |  | 0 |  | 0
0.8011 | 0 | 0 | 0 |  | 0 | 0 | 0 | 0 | 0 | 0 | 0 |  | 0 | 0 |  | 0 |  | 0
0.88042 | 0 | 0 | 0 |  | 0 | 0 | 0 | 0 | 0 | 0 | 0 |  | 0 | 0 |  | 0 |  | 0
0.42643 | 0 | 0 | 0 |  | 0 | 0 | 0 | 0 | 0 | 0 | 0 |  | 0 | 0 |  | 0 |  | 0
0.77755 | 0 | 0 | 0 |  | 0 | 0 | 0 | 0 | 0 | 0 | 0 |  | 0 | 0 |  | 0 |  | 0
[13 empty] | 0 | 0 |  | 0 |  | 0
[13 empty] | 0 | 0 |  | 0 |  | 0
[13 empty] | 0 | 0 |  | 0 |  | 0
[13 empty] | 0 | 0 |  | 0 |  | 0
[13 empty] | 0 | 0 |  | 0 |  | 0
[13 empty] | 0 | 0 |  | 0 |  | 0
[13 empty] | 0 | 0 |  | 0 |  | 0
[13 empty] | 0 | 0 |  | 0 |  | 0
[13 empty] | 0 | 0 |  | 0 |  | 0
[13 empty] | 0 | 0 |  | 0 |  | 0
[13 empty] | 0 | 0 |  | 0 |  | 0
[13 empty] | 0 | 0 |  | 0 |  | 0
[13 empty] | 0 | 0 |  | 0 |  | 0
[13 empty] | 0 | 0 |  | 0 |  | 0
[13 empty] | 0 | 0 |  | 0 |  | 0
[13 empty] | 0 | 0 |  | 0 |  | 0
[13 empty] | 0 | 0 |  | 0 |  | 0
[13 empty] | 0 | 0 |  | 0 |  | 0
[13 empty] | 0 | 0 |  | 0 |  | 0
[13 empty] | 0 | 0 |  | 0 |  | 0
[13 empty] | 0 | 0 |  | 0 |  | 0
[13 empty] | 0 | 0 |  | 0 |  | 0
[13 empty] | 0 | 0 |  | 0 |  | 0

## Sheet12
bootstrap selection | Standards | Instrument readings | Reading of the unknown | Calculated concentration | X | Y | X*Y | X*X | X^3 | X^4 | X^2y
0.2344 | 0 | 0 | 0 |  | 0 | 0 | 0 | 0 | 0 | 0 | 0
0.88348 | 0 | 0 | 0 |  | 0 | 0 | 0 | 0 | 0 | 0 | 0
0.33612 | 0 | 0 | 0 |  | 0 | 0 | 0 | 0 | 0 | 0 | 0
0.61232 | 0 | 0 | 0 |  | 0 | 0 | 0 | 0 | 0 | 0 | 0
0.8661 | 0 | 0 | 0 |  | 0 | 0 | 0 | 0 | 0 | 0 | 0
0.73004 | 0 | 0 | 0 |  | 0 | 0 | 0 | 0 | 0 | 0 | 0
0.39087 | 0 | 0 | 0 |  | 0 | 0 | 0 | 0 | 0 | 0 | 0
0.43229 | 0 | 0 | 0 |  | 0 | 0 | 0 | 0 | 0 | 0 | 0
0.23078 | 0 | 0 | 0 |  | 0 | 0 | 0 | 0 | 0 | 0 | 0
0.14068 | 0 | 0 | 0 |  | 0 | 0 | 0 | 0 | 0 | 0 | 0
0.052106 | 0 | 0 | 0 |  | 0 | 0 | 0 | 0 | 0 | 0 | 0
0.48315 | 0 | 0 | 0 |  | 0 | 0 | 0 | 0 | 0 | 0 | 0
0.62758 | 0 | 0 | 0 |  | 0 | 0 | 0 | 0 | 0 | 0 | 0
0.72984 | 0 | 0 | 0 |  | 0 | 0 | 0 | 0 | 0 | 0 | 0
0.91459 | 0 | 0 | 0 |  | 0 | 0 | 0 | 0 | 0 | 0 | 0
0.76747 | 0 | 0 | 0 |  | 0 | 0 | 0 | 0 | 0 | 0 | 0
0.087294 | 0 | 0 | 0 |  | 0 | 0 | 0 | 0 | 0 | 0 | 0 | Calculations of the coefficients a,b, and c of the best-fit parabola y=ax^2+bx+c
0.37793 | 0 | 0 | 0 |  | 0 | 0 | 0 | 0 | 0 | 0 | 0 | sums | sumx | sumy | sumxy | sumx2 | sumx3 | sumx4 | sumx2y
0.75713 | 0 | 0 | 0 |  | 0 | 0 | 0 | 0 | 0 | 0 | 0 |  | ?X | ?Y | ?(X*Y) | ?(X*X) | ?(X^3) | ?(X^4) | ?(X^2)*y
0.4009 | 0 | 0 | 0 |  | 0 | 0 | 0 | 0 | 0 | 0 | 0 |  | 0 | 0 | 0 | 0 | 0 | 0 | 0
0.727 | 0 | 0 | 0 |  | 0 | 0 | 0 | 0 | 0 | 0 | 0 | n | 0 | (number of points (n)
0.95699 | 0 | 0 | 0 |  | 0 | 0 | 0 | 0 | 0 | 0 | 0
0.20242 | 0 | 0 | 0 |  | 0 | 0 | 0 | 0 | 0 | 0 | 0 | D | 0 | Denominator (D)
0.98508 | 0 | 0 | 0 |  | 0 | 0 | 0 | 0 | 0 | 0 | 0 | a= | #DIV/0! | #DIV/0!
0.9142 | 0 | 0 | 0 |  | 0 | 0 | 0 | 0 | 0 | 0 | 0 | b= | #DIV/0!
0.16335 | 0 | 0 | 0 |  | 0 | 0 | 0 | 0 | 0 | 0 | 0 | c= | #DIV/0!
0.98959 | 0 | 0 | 0 |  | 0 | 0 | 0 | 0 | 0 | 0 | 0 | y= | #DIV/0! | X^2 | + | #DIV/0! | x | + | #DIV/0!
0.62394 | 0 | 0 | 0 |  | 0 | 0 | 0 | 0 | 0 | 0 | 0 | R2= | #DIV/0!
0.9327 | 0 | 0 | 0 |  | 0 | 0 | 0 | 0 | 0 | 0 | 0
0.31448 | 0 | 0 | 0 |  | 0 | 0 | 0 | 0 | 0 | 0 | 0 |  | Calculation of R2
0.23556 | 0 | 0 | 0 |  | 0 | 0 | 0 | 0 | 0 | 0 | 0 |  | ?(Y-meany)^2 | PredY |  | ?(Y-PredY)^2 |  | ?(meanY-PredY)^2
0.60312 | 0 | 0 | 0 |  | 0 | 0 | 0 | 0 | 0 | 0 | 0 |  | 0 | 0 |  | 0 |  | 0
0.84437 | 0 | 0 | 0 |  | 0 | 0 | 0 | 0 | 0 | 0 | 0 |  | 0 | 0 |  | 0 |  | 0
0.27872 | 0 | 0 | 0 |  | 0 | 0 | 0 | 0 | 0 | 0 | 0 |  | 0 | 0 |  | 0 |  | 0
0.17203 | 0 | 0 | 0 |  | 0 | 0 | 0 | 0 | 0 | 0 | 0 |  | 0 | 0 |  | 0 |  | 0
0.52285 | 0 | 0 | 0 |  | 0 | 0 | 0 | 0 | 0 | 0 | 0 |  | 0 | 0 |  | 0 |  | 0
0.29089 | 0 | 0 | 0 |  | 0 | 0 | 0 | 0 | 0 | 0 | 0 |  | 0 | 0 |  | 0 |  | 0
0.35476 | 0 | 0 | 0 |  | 0 | 0 | 0 | 0 | 0 | 0 | 0 |  | 0 | 0 |  | 0 |  | 0
0.42541 | 0 | 0 | 0 |  | 0 | 0 | 0 | 0 | 0 | 0 | 0 |  | 0 | 0 |  | 0 |  | 0
0.69857 | 0 | 0 | 0 |  | 0 | 0 | 0 | 0 | 0 | 0 | 0 |  | 0 | 0 |  | 0 |  | 0
0.52669 | 0 | 0 | 0 |  | 0 | 0 | 0 | 0 | 0 | 0 | 0 |  | 0 | 0 |  | 0 |  | 0
0.56179 | 0 | 0 | 0 |  | 0 | 0 | 0 | 0 | 0 | 0 | 0 |  | 0 | 0 |  | 0 |  | 0
0.60025 | 0 | 0 | 0 |  | 0 | 0 | 0 | 0 | 0 | 0 | 0 |  | 0 | 0 |  | 0 |  | 0
0.25295 | 0 | 0 | 0 |  | 0 | 0 | 0 | 0 | 0 | 0 | 0 |  | 0 | 0 |  | 0 |  | 0
0.50328 | 0 | 0 | 0 |  | 0 | 0 | 0 | 0 | 0 | 0 | 0 |  | 0 | 0 |  | 0 |  | 0
[13 empty] | 0 | 0 |  | 0 |  | 0
[13 empty] | 0 | 0 |  | 0 |  | 0
[13 empty] | 0 | 0 |  | 0 |  | 0
[13 empty] | 0 | 0 |  | 0 |  | 0
[13 empty] | 0 | 0 |  | 0 |  | 0
[13 empty] | 0 | 0 |  | 0 |  | 0
[13 empty] | 0 | 0 |  | 0 |  | 0
[13 empty] | 0 | 0 |  | 0 |  | 0
[13 empty] | 0 | 0 |  | 0 |  | 0
[13 empty] | 0 | 0 |  | 0 |  | 0
[13 empty] | 0 | 0 |  | 0 |  | 0
[13 empty] | 0 | 0 |  | 0 |  | 0
[13 empty] | 0 | 0 |  | 0 |  | 0
[13 empty] | 0 | 0 |  | 0 |  | 0
[13 empty] | 0 | 0 |  | 0 |  | 0
[13 empty] | 0 | 0 |  | 0 |  | 0
[13 empty] | 0 | 0 |  | 0 |  | 0
[13 empty] | 0 | 0 |  | 0 |  | 0
[13 empty] | 0 | 0 |  | 0 |  | 0
[13 empty] | 0 | 0 |  | 0 |  | 0
[13 empty] | 0 | 0 |  | 0 |  | 0
[13 empty] | 0 | 0 |  | 0 |  | 0
[13 empty] | 0 | 0 |  | 0 |  | 0

## Sheet13
bootstrap selection | Standards | Instrument readings | Reading of the unknown | Calculated concentration | X | Y | X*Y | X*X | X^3 | X^4 | X^2y
0.56249 | 0 | 0 | 0 |  | 0 | 0 | 0 | 0 | 0 | 0 | 0
0.092375 | 0 | 0 | 0 |  | 0 | 0 | 0 | 0 | 0 | 0 | 0
0.84316 | 0 | 0 | 0 |  | 0 | 0 | 0 | 0 | 0 | 0 | 0
0.91078 | 0 | 0 | 0 |  | 0 | 0 | 0 | 0 | 0 | 0 | 0
0.30375 | 0 | 0 | 0 |  | 0 | 0 | 0 | 0 | 0 | 0 | 0
0.21714 | 0 | 0 | 0 |  | 0 | 0 | 0 | 0 | 0 | 0 | 0
0.78519 | 0 | 0 | 0 |  | 0 | 0 | 0 | 0 | 0 | 0 | 0
0.9327 | 0 | 0 | 0 |  | 0 | 0 | 0 | 0 | 0 | 0 | 0
0.10908 | 0 | 0 | 0 |  | 0 | 0 | 0 | 0 | 0 | 0 | 0
0.79401 | 0 | 0 | 0 |  | 0 | 0 | 0 | 0 | 0 | 0 | 0
0.67137 | 0 | 0 | 0 |  | 0 | 0 | 0 | 0 | 0 | 0 | 0
0.48115 | 0 | 0 | 0 |  | 0 | 0 | 0 | 0 | 0 | 0 | 0
0.52995 | 0 | 0 | 0 |  | 0 | 0 | 0 | 0 | 0 | 0 | 0
0.26099 | 0 | 0 | 0 |  | 0 | 0 | 0 | 0 | 0 | 0 | 0
0.5448 | 0 | 0 | 0 |  | 0 | 0 | 0 | 0 | 0 | 0 | 0
0.34919 | 0 | 0 | 0 |  | 0 | 0 | 0 | 0 | 0 | 0 | 0
0.20926 | 0 | 0 | 0 |  | 0 | 0 | 0 | 0 | 0 | 0 | 0 | Calculations of the coefficients a,b, and c of the best-fit parabola y=ax^2+bx+c
0.25651 | 0 | 0 | 0 |  | 0 | 0 | 0 | 0 | 0 | 0 | 0 | sums | sumx | sumy | sumxy | sumx2 | sumx3 | sumx4 | sumx2y
0.72579 | 0 | 0 | 0 |  | 0 | 0 | 0 | 0 | 0 | 0 | 0 |  | ?X | ?Y | ?(X*Y) | ?(X*X) | ?(X^3) | ?(X^4) | ?(X^2)*y
0.45129 | 0 | 0 | 0 |  | 0 | 0 | 0 | 0 | 0 | 0 | 0 |  | 0 | 0 | 0 | 0 | 0 | 0 | 0
0.88789 | 0 | 0 | 0 |  | 0 | 0 | 0 | 0 | 0 | 0 | 0 | n | 0 | (number of points (n)
0.47855 | 0 | 0 | 0 |  | 0 | 0 | 0 | 0 | 0 | 0 | 0
0.55844 | 0 | 0 | 0 |  | 0 | 0 | 0 | 0 | 0 | 0 | 0 | D | 0 | Denominator (D)
0.21838 | 0 | 0 | 0 |  | 0 | 0 | 0 | 0 | 0 | 0 | 0 | a= | #DIV/0! | #DIV/0!
0.38107 | 0 | 0 | 0 |  | 0 | 0 | 0 | 0 | 0 | 0 | 0 | b= | #DIV/0!
0.58029 | 0 | 0 | 0 |  | 0 | 0 | 0 | 0 | 0 | 0 | 0 | c= | #DIV/0!
0.33715 | 0 | 0 | 0 |  | 0 | 0 | 0 | 0 | 0 | 0 | 0 | y= | #DIV/0! | X^2 | + | #DIV/0! | x | + | #DIV/0!
0.040804 | 0 | 0 | 0 |  | 0 | 0 | 0 | 0 | 0 | 0 | 0 | R2= | #DIV/0!
0.87923 | 0 | 0 | 0 |  | 0 | 0 | 0 | 0 | 0 | 0 | 0
0.68478 | 0 | 0 | 0 |  | 0 | 0 | 0 | 0 | 0 | 0 | 0 |  | Calculation of R2
0.74536 | 0 | 0 | 0 |  | 0 | 0 | 0 | 0 | 0 | 0 | 0 |  | ?(Y-meany)^2 | PredY |  | ?(Y-PredY)^2 |  | ?(meanY-PredY)^2
0.58609 | 0 | 0 | 0 |  | 0 | 0 | 0 | 0 | 0 | 0 | 0 |  | 0 | 0 |  | 0 |  | 0
0.3742 | 0 | 0 | 0 |  | 0 | 0 | 0 | 0 | 0 | 0 | 0 |  | 0 | 0 |  | 0 |  | 0
0.53126 | 0 | 0 | 0 |  | 0 | 0 | 0 | 0 | 0 | 0 | 0 |  | 0 | 0 |  | 0 |  | 0
0.43925 | 0 | 0 | 0 |  | 0 | 0 | 0 | 0 | 0 | 0 | 0 |  | 0 | 0 |  | 0 |  | 0
0.24265 | 0 | 0 | 0 |  | 0 | 0 | 0 | 0 | 0 | 0 | 0 |  | 0 | 0 |  | 0 |  | 0
0.31244 | 0 | 0 | 0 |  | 0 | 0 | 0 | 0 | 0 | 0 | 0 |  | 0 | 0 |  | 0 |  | 0
0.031629 | 0 | 0 | 0 |  | 0 | 0 | 0 | 0 | 0 | 0 | 0 |  | 0 | 0 |  | 0 |  | 0
0.23002 | 0 | 0 | 0 |  | 0 | 0 | 0 | 0 | 0 | 0 | 0 |  | 0 | 0 |  | 0 |  | 0
0.76554 | 0 | 0 | 0 |  | 0 | 0 | 0 | 0 | 0 | 0 | 0 |  | 0 | 0 |  | 0 |  | 0
0.82823 | 0 | 0 | 0 |  | 0 | 0 | 0 | 0 | 0 | 0 | 0 |  | 0 | 0 |  | 0 |  | 0
0.093465 | 0 | 0 | 0 |  | 0 | 0 | 0 | 0 | 0 | 0 | 0 |  | 0 | 0 |  | 0 |  | 0
0.14659 | 0 | 0 | 0 |  | 0 | 0 | 0 | 0 | 0 | 0 | 0 |  | 0 | 0 |  | 0 |  | 0
0.33417 | 0 | 0 | 0 |  | 0 | 0 | 0 | 0 | 0 | 0 | 0 |  | 0 | 0 |  | 0 |  | 0
0.52647 | 0 | 0 | 0 |  | 0 | 0 | 0 | 0 | 0 | 0 | 0 |  | 0 | 0 |  | 0 |  | 0
[13 empty] | 0 | 0 |  | 0 |  | 0
[13 empty] | 0 | 0 |  | 0 |  | 0
[13 empty] | 0 | 0 |  | 0 |  | 0
[13 empty] | 0 | 0 |  | 0 |  | 0
[13 empty] | 0 | 0 |  | 0 |  | 0
[13 empty] | 0 | 0 |  | 0 |  | 0
[13 empty] | 0 | 0 |  | 0 |  | 0
[13 empty] | 0 | 0 |  | 0 |  | 0
[13 empty] | 0 | 0 |  | 0 |  | 0
[13 empty] | 0 | 0 |  | 0 |  | 0
[13 empty] | 0 | 0 |  | 0 |  | 0
[13 empty] | 0 | 0 |  | 0 |  | 0
[13 empty] | 0 | 0 |  | 0 |  | 0
[13 empty] | 0 | 0 |  | 0 |  | 0
[13 empty] | 0 | 0 |  | 0 |  | 0
[13 empty] | 0 | 0 |  | 0 |  | 0
[13 empty] | 0 | 0 |  | 0 |  | 0
[13 empty] | 0 | 0 |  | 0 |  | 0
[13 empty] | 0 | 0 |  | 0 |  | 0
[13 empty] | 0 | 0 |  | 0 |  | 0
[13 empty] | 0 | 0 |  | 0 |  | 0
[13 empty] | 0 | 0 |  | 0 |  | 0
[13 empty] | 0 | 0 |  | 0 |  | 0

## Sheet14
bootstrap selection | Standards | Instrument readings | Reading of the unknown | Calculated concentration | X | Y | X*Y | X*X | X^3 | X^4 | X^2y
0.27181 | 0 | 0 | 0 |  | 0 | 0 | 0 | 0 | 0 | 0 | 0
0.72883 | 0 | 0 | 0 |  | 0 | 0 | 0 | 0 | 0 | 0 | 0
0.11176 | 0 | 0 | 0 |  | 0 | 0 | 0 | 0 | 0 | 0 | 0
0.027872 | 0 | 0 | 0 |  | 0 | 0 | 0 | 0 | 0 | 0 | 0
0.81588 | 0 | 0 | 0 |  | 0 | 0 | 0 | 0 | 0 | 0 | 0
0.7303 | 0 | 0 | 0 |  | 0 | 0 | 0 | 0 | 0 | 0 | 0
0.31787 | 0 | 0 | 0 |  | 0 | 0 | 0 | 0 | 0 | 0 | 0
0.65034 | 0 | 0 | 0 |  | 0 | 0 | 0 | 0 | 0 | 0 | 0
0.30946 | 0 | 0 | 0 |  | 0 | 0 | 0 | 0 | 0 | 0 | 0
0.97076 | 0 | 0 | 0 |  | 0 | 0 | 0 | 0 | 0 | 0 | 0
0.94331 | 0 | 0 | 0 |  | 0 | 0 | 0 | 0 | 0 | 0 | 0
0.031104 | 0 | 0 | 0 |  | 0 | 0 | 0 | 0 | 0 | 0 | 0
0.82364 | 0 | 0 | 0 |  | 0 | 0 | 0 | 0 | 0 | 0 | 0
0.25936 | 0 | 0 | 0 |  | 0 | 0 | 0 | 0 | 0 | 0 | 0
0.41181 | 0 | 0 | 0 |  | 0 | 0 | 0 | 0 | 0 | 0 | 0
0.81654 | 0 | 0 | 0 |  | 0 | 0 | 0 | 0 | 0 | 0 | 0
0.36203 | 0 | 0 | 0 |  | 0 | 0 | 0 | 0 | 0 | 0 | 0 | Calculations of the coefficients a,b, and c of the best-fit parabola y=ax^2+bx+c
0.23318 | 0 | 0 | 0 |  | 0 | 0 | 0 | 0 | 0 | 0 | 0 | sums | sumx | sumy | sumxy | sumx2 | sumx3 | sumx4 | sumx2y
0.33392 | 0 | 0 | 0 |  | 0 | 0 | 0 | 0 | 0 | 0 | 0 |  | ?X | ?Y | ?(X*Y) | ?(X*X) | ?(X^3) | ?(X^4) | ?(X^2)*y
0.4406 | 0 | 0 | 0 |  | 0 | 0 | 0 | 0 | 0 | 0 | 0 |  | 0 | 0 | 0 | 0 | 0 | 0 | 0
0.63487 | 0 | 0 | 0 |  | 0 | 0 | 0 | 0 | 0 | 0 | 0 | n | 0 | (number of points (n)
0.30165 | 0 | 0 | 0 |  | 0 | 0 | 0 | 0 | 0 | 0 | 0
0.3489 | 0 | 0 | 0 |  | 0 | 0 | 0 | 0 | 0 | 0 | 0 | D | 0 | Denominator (D)
0.93954 | 0 | 0 | 0 |  | 0 | 0 | 0 | 0 | 0 | 0 | 0 | a= | #DIV/0! | #DIV/0!
0.47691 | 0 | 0 | 0 |  | 0 | 0 | 0 | 0 | 0 | 0 | 0 | b= | #DIV/0!
0.8817 | 0 | 0 | 0 |  | 0 | 0 | 0 | 0 | 0 | 0 | 0 | c= | #DIV/0!
0.93541 | 0 | 0 | 0 |  | 0 | 0 | 0 | 0 | 0 | 0 | 0 | y= | #DIV/0! | X^2 | + | #DIV/0! | x | + | #DIV/0!
0.9745 | 0 | 0 | 0 |  | 0 | 0 | 0 | 0 | 0 | 0 | 0 | R2= | #DIV/0!
0.12471 | 0 | 0 | 0 |  | 0 | 0 | 0 | 0 | 0 | 0 | 0
0.47122 | 0 | 0 | 0 |  | 0 | 0 | 0 | 0 | 0 | 0 | 0 |  | Calculation of R2
0.30359 | 0 | 0 | 0 |  | 0 | 0 | 0 | 0 | 0 | 0 | 0 |  | ?(Y-meany)^2 | PredY |  | ?(Y-PredY)^2 |  | ?(meanY-PredY)^2
0.85138 | 0 | 0 | 0 |  | 0 | 0 | 0 | 0 | 0 | 0 | 0 |  | 0 | 0 |  | 0 |  | 0
0.092555 | 0 | 0 | 0 |  | 0 | 0 | 0 | 0 | 0 | 0 | 0 |  | 0 | 0 |  | 0 |  | 0
0.76827 | 0 | 0 | 0 |  | 0 | 0 | 0 | 0 | 0 | 0 | 0 |  | 0 | 0 |  | 0 |  | 0
0.5252 | 0 | 0 | 0 |  | 0 | 0 | 0 | 0 | 0 | 0 | 0 |  | 0 | 0 |  | 0 |  | 0
0.72028 | 0 | 0 | 0 |  | 0 | 0 | 0 | 0 | 0 | 0 | 0 |  | 0 | 0 |  | 0 |  | 0
0.0089775 | 0 | 0 | 0 |  | 0 | 0 | 0 | 0 | 0 | 0 | 0 |  | 0 | 0 |  | 0 |  | 0
0.91058 | 0 | 0 | 0 |  | 0 | 0 | 0 | 0 | 0 | 0 | 0 |  | 0 | 0 |  | 0 |  | 0
0.11668 | 0 | 0 | 0 |  | 0 | 0 | 0 | 0 | 0 | 0 | 0 |  | 0 | 0 |  | 0 |  | 0
0.41743 | 0 | 0 | 0 |  | 0 | 0 | 0 | 0 | 0 | 0 | 0 |  | 0 | 0 |  | 0 |  | 0
0.5129 | 0 | 0 | 0 |  | 0 | 0 | 0 | 0 | 0 | 0 | 0 |  | 0 | 0 |  | 0 |  | 0
0.90389 | 0 | 0 | 0 |  | 0 | 0 | 0 | 0 | 0 | 0 | 0 |  | 0 | 0 |  | 0 |  | 0
0.76669 | 0 | 0 | 0 |  | 0 | 0 | 0 | 0 | 0 | 0 | 0 |  | 0 | 0 |  | 0 |  | 0
0.75725 | 0 | 0 | 0 |  | 0 | 0 | 0 | 0 | 0 | 0 | 0 |  | 0 | 0 |  | 0 |  | 0
0.035469 | 0 | 0 | 0 |  | 0 | 0 | 0 | 0 | 0 | 0 | 0 |  | 0 | 0 |  | 0 |  | 0
[13 empty] | 0 | 0 |  | 0 |  | 0
[13 empty] | 0 | 0 |  | 0 |  | 0
[13 empty] | 0 | 0 |  | 0 |  | 0
[13 empty] | 0 | 0 |  | 0 |  | 0
[13 empty] | 0 | 0 |  | 0 |  | 0
[13 empty] | 0 | 0 |  | 0 |  | 0
[13 empty] | 0 | 0 |  | 0 |  | 0
[13 empty] | 0 | 0 |  | 0 |  | 0
[13 empty] | 0 | 0 |  | 0 |  | 0
[13 empty] | 0 | 0 |  | 0 |  | 0
[13 empty] | 0 | 0 |  | 0 |  | 0
[13 empty] | 0 | 0 |  | 0 |  | 0
[13 empty] | 0 | 0 |  | 0 |  | 0
[13 empty] | 0 | 0 |  | 0 |  | 0
[13 empty] | 0 | 0 |  | 0 |  | 0
[13 empty] | 0 | 0 |  | 0 |  | 0
[13 empty] | 0 | 0 |  | 0 |  | 0
[13 empty] | 0 | 0 |  | 0 |  | 0
[13 empty] | 0 | 0 |  | 0 |  | 0
[13 empty] | 0 | 0 |  | 0 |  | 0
[13 empty] | 0 | 0 |  | 0 |  | 0
[13 empty] | 0 | 0 |  | 0 |  | 0
[13 empty] | 0 | 0 |  | 0 |  | 0

## Sheet15
bootstrap selection | Standards | Instrument readings | Reading of the unknown | Calculated concentration | X | Y | X*Y | X*X | X^3 | X^4 | X^2y
0.57566 | 0 | 0 | 0 |  | 0 | 0 | 0 | 0 | 0 | 0 | 0
0.57681 | 0 | 0 | 0 |  | 0 | 0 | 0 | 0 | 0 | 0 | 0
0.25766 | 0 | 0 | 0 |  | 0 | 0 | 0 | 0 | 0 | 0 | 0
0.33882 | 0 | 0 | 0 |  | 0 | 0 | 0 | 0 | 0 | 0 | 0
0.18377 | 0 | 0 | 0 |  | 0 | 0 | 0 | 0 | 0 | 0 | 0
0.81015 | 0 | 0 | 0 |  | 0 | 0 | 0 | 0 | 0 | 0 | 0
0.9267 | 0 | 0 | 0 |  | 0 | 0 | 0 | 0 | 0 | 0 | 0
0.4203 | 0 | 0 | 0 |  | 0 | 0 | 0 | 0 | 0 | 0 | 0
0.51018 | 0 | 0 | 0 |  | 0 | 0 | 0 | 0 | 0 | 0 | 0
0.20816 | 0 | 0 | 0 |  | 0 | 0 | 0 | 0 | 0 | 0 | 0
0.97361 | 0 | 0 | 0 |  | 0 | 0 | 0 | 0 | 0 | 0 | 0
0.88645 | 0 | 0 | 0 |  | 0 | 0 | 0 | 0 | 0 | 0 | 0
0.9371 | 0 | 0 | 0 |  | 0 | 0 | 0 | 0 | 0 | 0 | 0
0.25731 | 0 | 0 | 0 |  | 0 | 0 | 0 | 0 | 0 | 0 | 0
0.3402 | 0 | 0 | 0 |  | 0 | 0 | 0 | 0 | 0 | 0 | 0
0.99437 | 0 | 0 | 0 |  | 0 | 0 | 0 | 0 | 0 | 0 | 0
0.46862 | 0 | 0 | 0 |  | 0 | 0 | 0 | 0 | 0 | 0 | 0 | Calculations of the coefficients a,b, and c of the best-fit parabola y=ax^2+bx+c
0.046612 | 0 | 0 | 0 |  | 0 | 0 | 0 | 0 | 0 | 0 | 0 | sums | sumx | sumy | sumxy | sumx2 | sumx3 | sumx4 | sumx2y
0.32118 | 0 | 0 | 0 |  | 0 | 0 | 0 | 0 | 0 | 0 | 0 |  | ?X | ?Y | ?(X*Y) | ?(X*X) | ?(X^3) | ?(X^4) | ?(X^2)*y
0.90036 | 0 | 0 | 0 |  | 0 | 0 | 0 | 0 | 0 | 0 | 0 |  | 0 | 0 | 0 | 0 | 0 | 0 | 0
0.39073 | 0 | 0 | 0 |  | 0 | 0 | 0 | 0 | 0 | 0 | 0 | n | 0 | (number of points (n)
0.18142 | 0 | 0 | 0 |  | 0 | 0 | 0 | 0 | 0 | 0 | 0
0.58128 | 0 | 0 | 0 |  | 0 | 0 | 0 | 0 | 0 | 0 | 0 | D | 0 | Denominator (D)
0.6508 | 0 | 0 | 0 |  | 0 | 0 | 0 | 0 | 0 | 0 | 0 | a= | #DIV/0! | #DIV/0!
0.69313 | 0 | 0 | 0 |  | 0 | 0 | 0 | 0 | 0 | 0 | 0 | b= | #DIV/0!
0.77331 | 0 | 0 | 0 |  | 0 | 0 | 0 | 0 | 0 | 0 | 0 | c= | #DIV/0!
0.17475 | 0 | 0 | 0 |  | 0 | 0 | 0 | 0 | 0 | 0 | 0 | y= | #DIV/0! | X^2 | + | #DIV/0! | x | + | #DIV/0!
0.1855 | 0 | 0 | 0 |  | 0 | 0 | 0 | 0 | 0 | 0 | 0 | R2= | #DIV/0!
0.70177 | 0 | 0 | 0 |  | 0 | 0 | 0 | 0 | 0 | 0 | 0
0.23753 | 0 | 0 | 0 |  | 0 | 0 | 0 | 0 | 0 | 0 | 0 |  | Calculation of R2
0.030802 | 0 | 0 | 0 |  | 0 | 0 | 0 | 0 | 0 | 0 | 0 |  | ?(Y-meany)^2 | PredY |  | ?(Y-PredY)^2 |  | ?(meanY-PredY)^2
0.26658 | 0 | 0 | 0 |  | 0 | 0 | 0 | 0 | 0 | 0 | 0 |  | 0 | 0 |  | 0 |  | 0
0.78457 | 0 | 0 | 0 |  | 0 | 0 | 0 | 0 | 0 | 0 | 0 |  | 0 | 0 |  | 0 |  | 0
0.87441 | 0 | 0 | 0 |  | 0 | 0 | 0 | 0 | 0 | 0 | 0 |  | 0 | 0 |  | 0 |  | 0
0.9572 | 0 | 0 | 0 |  | 0 | 0 | 0 | 0 | 0 | 0 | 0 |  | 0 | 0 |  | 0 |  | 0
0.32592 | 0 | 0 | 0 |  | 0 | 0 | 0 | 0 | 0 | 0 | 0 |  | 0 | 0 |  | 0 |  | 0
0.08714 | 0 | 0 | 0 |  | 0 | 0 | 0 | 0 | 0 | 0 | 0 |  | 0 | 0 |  | 0 |  | 0
0.54205 | 0 | 0 | 0 |  | 0 | 0 | 0 | 0 | 0 | 0 | 0 |  | 0 | 0 |  | 0 |  | 0
0.46378 | 0 | 0 | 0 |  | 0 | 0 | 0 | 0 | 0 | 0 | 0 |  | 0 | 0 |  | 0 |  | 0
0.27724 | 0 | 0 | 0 |  | 0 | 0 | 0 | 0 | 0 | 0 | 0 |  | 0 | 0 |  | 0 |  | 0
0.69686 | 0 | 0 | 0 |  | 0 | 0 | 0 | 0 | 0 | 0 | 0 |  | 0 | 0 |  | 0 |  | 0
0.3903 | 0 | 0 | 0 |  | 0 | 0 | 0 | 0 | 0 | 0 | 0 |  | 0 | 0 |  | 0 |  | 0
0.90715 | 0 | 0 | 0 |  | 0 | 0 | 0 | 0 | 0 | 0 | 0 |  | 0 | 0 |  | 0 |  | 0
0.87869 | 0 | 0 | 0 |  | 0 | 0 | 0 | 0 | 0 | 0 | 0 |  | 0 | 0 |  | 0 |  | 0
0.044146 | 0 | 0 | 0 |  | 0 | 0 | 0 | 0 | 0 | 0 | 0 |  | 0 | 0 |  | 0 |  | 0
[13 empty] | 0 | 0 |  | 0 |  | 0
[13 empty] | 0 | 0 |  | 0 |  | 0
[13 empty] | 0 | 0 |  | 0 |  | 0
[13 empty] | 0 | 0 |  | 0 |  | 0
[13 empty] | 0 | 0 |  | 0 |  | 0
[13 empty] | 0 | 0 |  | 0 |  | 0
[13 empty] | 0 | 0 |  | 0 |  | 0
[13 empty] | 0 | 0 |  | 0 |  | 0
[13 empty] | 0 | 0 |  | 0 |  | 0
[13 empty] | 0 | 0 |  | 0 |  | 0
[13 empty] | 0 | 0 |  | 0 |  | 0
[13 empty] | 0 | 0 |  | 0 |  | 0
[13 empty] | 0 | 0 |  | 0 |  | 0
[13 empty] | 0 | 0 |  | 0 |  | 0
[13 empty] | 0 | 0 |  | 0 |  | 0
[13 empty] | 0 | 0 |  | 0 |  | 0
[13 empty] | 0 | 0 |  | 0 |  | 0
[13 empty] | 0 | 0 |  | 0 |  | 0
[13 empty] | 0 | 0 |  | 0 |  | 0
[13 empty] | 0 | 0 |  | 0 |  | 0
[13 empty] | 0 | 0 |  | 0 |  | 0
[13 empty] | 0 | 0 |  | 0 |  | 0
[13 empty] | 0 | 0 |  | 0 |  | 0

## Sheet16
bootstrap selection | Standards | Instrument readings | Reading of the unknown | Calculated concentration | X | Y | X*Y | X*X | X^3 | X^4 | X^2y
0.62491 | 0 | 0 | 0 |  | 0 | 0 | 0 | 0 | 0 | 0 | 0
0.21038 | 0 | 0 | 0 |  | 0 | 0 | 0 | 0 | 0 | 0 | 0
0.063414 | 0 | 0 | 0 |  | 0 | 0 | 0 | 0 | 0 | 0 | 0
0.06845 | 0 | 0 | 0 |  | 0 | 0 | 0 | 0 | 0 | 0 | 0
0.7802 | 0 | 0 | 0 |  | 0 | 0 | 0 | 0 | 0 | 0 | 0
0.42487 | 0 | 0 | 0 |  | 0 | 0 | 0 | 0 | 0 | 0 | 0
0.81839 | 0 | 0 | 0 |  | 0 | 0 | 0 | 0 | 0 | 0 | 0
0.95819 | 0 | 0 | 0 |  | 0 | 0 | 0 | 0 | 0 | 0 | 0
0.66453 | 0 | 0 | 0 |  | 0 | 0 | 0 | 0 | 0 | 0 | 0
0.66698 | 0 | 0 | 0 |  | 0 | 0 | 0 | 0 | 0 | 0 | 0
0.25509 | 0 | 0 | 0 |  | 0 | 0 | 0 | 0 | 0 | 0 | 0
0.93419 | 0 | 0 | 0 |  | 0 | 0 | 0 | 0 | 0 | 0 | 0
0.53522 | 0 | 0 | 0 |  | 0 | 0 | 0 | 0 | 0 | 0 | 0
0.92065 | 0 | 0 | 0 |  | 0 | 0 | 0 | 0 | 0 | 0 | 0
0.64992 | 0 | 0 | 0 |  | 0 | 0 | 0 | 0 | 0 | 0 | 0
0.45087 | 0 | 0 | 0 |  | 0 | 0 | 0 | 0 | 0 | 0 | 0
0.45767 | 0 | 0 | 0 |  | 0 | 0 | 0 | 0 | 0 | 0 | 0 | Calculations of the coefficients a,b, and c of the best-fit parabola y=ax^2+bx+c
0.61394 | 0 | 0 | 0 |  | 0 | 0 | 0 | 0 | 0 | 0 | 0 | sums | sumx | sumy | sumxy | sumx2 | sumx3 | sumx4 | sumx2y
0.64674 | 0 | 0 | 0 |  | 0 | 0 | 0 | 0 | 0 | 0 | 0 |  | ?X | ?Y | ?(X*Y) | ?(X*X) | ?(X^3) | ?(X^4) | ?(X^2)*y
0.0064161 | 0 | 0 | 0 |  | 0 | 0 | 0 | 0 | 0 | 0 | 0 |  | 0 | 0 | 0 | 0 | 0 | 0 | 0
0.83852 | 0 | 0 | 0 |  | 0 | 0 | 0 | 0 | 0 | 0 | 0 | n | 0 | (number of points (n)
0.97363 | 0 | 0 | 0 |  | 0 | 0 | 0 | 0 | 0 | 0 | 0
0.6022 | 0 | 0 | 0 |  | 0 | 0 | 0 | 0 | 0 | 0 | 0 | D | 0 | Denominator (D)
0.5783 | 0 | 0 | 0 |  | 0 | 0 | 0 | 0 | 0 | 0 | 0 | a= | #DIV/0! | #DIV/0!
0.10126 | 0 | 0 | 0 |  | 0 | 0 | 0 | 0 | 0 | 0 | 0 | b= | #DIV/0!
0.53115 | 0 | 0 | 0 |  | 0 | 0 | 0 | 0 | 0 | 0 | 0 | c= | #DIV/0!
0.34886 | 0 | 0 | 0 |  | 0 | 0 | 0 | 0 | 0 | 0 | 0 | y= | #DIV/0! | X^2 | + | #DIV/0! | x | + | #DIV/0!
0.54294 | 0 | 0 | 0 |  | 0 | 0 | 0 | 0 | 0 | 0 | 0 | R2= | #DIV/0!
0.70625 | 0 | 0 | 0 |  | 0 | 0 | 0 | 0 | 0 | 0 | 0
0.40399 | 0 | 0 | 0 |  | 0 | 0 | 0 | 0 | 0 | 0 | 0 |  | Calculation of R2
0.16231 | 0 | 0 | 0 |  | 0 | 0 | 0 | 0 | 0 | 0 | 0 |  | ?(Y-meany)^2 | PredY |  | ?(Y-PredY)^2 |  | ?(meanY-PredY)^2
0.77233 | 0 | 0 | 0 |  | 0 | 0 | 0 | 0 | 0 | 0 | 0 |  | 0 | 0 |  | 0 |  | 0
0.53183 | 0 | 0 | 0 |  | 0 | 0 | 0 | 0 | 0 | 0 | 0 |  | 0 | 0 |  | 0 |  | 0
0.080413 | 0 | 0 | 0 |  | 0 | 0 | 0 | 0 | 0 | 0 | 0 |  | 0 | 0 |  | 0 |  | 0
0.8657 | 0 | 0 | 0 |  | 0 | 0 | 0 | 0 | 0 | 0 | 0 |  | 0 | 0 |  | 0 |  | 0
0.40677 | 0 | 0 | 0 |  | 0 | 0 | 0 | 0 | 0 | 0 | 0 |  | 0 | 0 |  | 0 |  | 0
0.52418 | 0 | 0 | 0 |  | 0 | 0 | 0 | 0 | 0 | 0 | 0 |  | 0 | 0 |  | 0 |  | 0
0.66985 | 0 | 0 | 0 |  | 0 | 0 | 0 | 0 | 0 | 0 | 0 |  | 0 | 0 |  | 0 |  | 0
0.044773 | 0 | 0 | 0 |  | 0 | 0 | 0 | 0 | 0 | 0 | 0 |  | 0 | 0 |  | 0 |  | 0
0.34327 | 0 | 0 | 0 |  | 0 | 0 | 0 | 0 | 0 | 0 | 0 |  | 0 | 0 |  | 0 |  | 0
0.32322 | 0 | 0 | 0 |  | 0 | 0 | 0 | 0 | 0 | 0 | 0 |  | 0 | 0 |  | 0 |  | 0
0.95388 | 0 | 0 | 0 |  | 0 | 0 | 0 | 0 | 0 | 0 | 0 |  | 0 | 0 |  | 0 |  | 0
0.41426 | 0 | 0 | 0 |  | 0 | 0 | 0 | 0 | 0 | 0 | 0 |  | 0 | 0 |  | 0 |  | 0
0.85836 | 0 | 0 | 0 |  | 0 | 0 | 0 | 0 | 0 | 0 | 0 |  | 0 | 0 |  | 0 |  | 0
0.78379 | 0 | 0 | 0 |  | 0 | 0 | 0 | 0 | 0 | 0 | 0 |  | 0 | 0 |  | 0 |  | 0
[13 empty] | 0 | 0 |  | 0 |  | 0
[13 empty] | 0 | 0 |  | 0 |  | 0
[13 empty] | 0 | 0 |  | 0 |  | 0
[13 empty] | 0 | 0 |  | 0 |  | 0
[13 empty] | 0 | 0 |  | 0 |  | 0
[13 empty] | 0 | 0 |  | 0 |  | 0
[13 empty] | 0 | 0 |  | 0 |  | 0
[13 empty] | 0 | 0 |  | 0 |  | 0
[13 empty] | 0 | 0 |  | 0 |  | 0
[13 empty] | 0 | 0 |  | 0 |  | 0
[13 empty] | 0 | 0 |  | 0 |  | 0
[13 empty] | 0 | 0 |  | 0 |  | 0
[13 empty] | 0 | 0 |  | 0 |  | 0
[13 empty] | 0 | 0 |  | 0 |  | 0
[13 empty] | 0 | 0 |  | 0 |  | 0
[13 empty] | 0 | 0 |  | 0 |  | 0
[13 empty] | 0 | 0 |  | 0 |  | 0
[13 empty] | 0 | 0 |  | 0 |  | 0
[13 empty] | 0 | 0 |  | 0 |  | 0
[13 empty] | 0 | 0 |  | 0 |  | 0
[13 empty] | 0 | 0 |  | 0 |  | 0
[13 empty] | 0 | 0 |  | 0 |  | 0
[13 empty] | 0 | 0 |  | 0 |  | 0

## Sheet17
bootstrap selection | Standards | Instrument readings | Reading of the unknown | Calculated concentration | X | Y | X*Y | X*X | X^3 | X^4 | X^2y
0.44859 | 0 | 0 | 0 |  | 0 | 0 | 0 | 0 | 0 | 0 | 0
0.059402 | 0 | 0 | 0 |  | 0 | 0 | 0 | 0 | 0 | 0 | 0
0.71548 | 0 | 0 | 0 |  | 0 | 0 | 0 | 0 | 0 | 0 | 0
0.019227 | 0 | 0 | 0 |  | 0 | 0 | 0 | 0 | 0 | 0 | 0
0.84197 | 0 | 0 | 0 |  | 0 | 0 | 0 | 0 | 0 | 0 | 0
0.081261 | 0 | 0 | 0 |  | 0 | 0 | 0 | 0 | 0 | 0 | 0
0.049381 | 0 | 0 | 0 |  | 0 | 0 | 0 | 0 | 0 | 0 | 0
0.86113 | 0 | 0 | 0 |  | 0 | 0 | 0 | 0 | 0 | 0 | 0
0.4278 | 0 | 0 | 0 |  | 0 | 0 | 0 | 0 | 0 | 0 | 0
0.18786 | 0 | 0 | 0 |  | 0 | 0 | 0 | 0 | 0 | 0 | 0
0.26525 | 0 | 0 | 0 |  | 0 | 0 | 0 | 0 | 0 | 0 | 0
0.32097 | 0 | 0 | 0 |  | 0 | 0 | 0 | 0 | 0 | 0 | 0
0.44629 | 0 | 0 | 0 |  | 0 | 0 | 0 | 0 | 0 | 0 | 0
0.88494 | 0 | 0 | 0 |  | 0 | 0 | 0 | 0 | 0 | 0 | 0
0.74862 | 0 | 0 | 0 |  | 0 | 0 | 0 | 0 | 0 | 0 | 0
0.24922 | 0 | 0 | 0 |  | 0 | 0 | 0 | 0 | 0 | 0 | 0
0.92421 | 0 | 0 | 0 |  | 0 | 0 | 0 | 0 | 0 | 0 | 0 | Calculations of the coefficients a,b, and c of the best-fit parabola y=ax^2+bx+c
0.61208 | 0 | 0 | 0 |  | 0 | 0 | 0 | 0 | 0 | 0 | 0 | sums | sumx | sumy | sumxy | sumx2 | sumx3 | sumx4 | sumx2y
0.036148 | 0 | 0 | 0 |  | 0 | 0 | 0 | 0 | 0 | 0 | 0 |  | ?X | ?Y | ?(X*Y) | ?(X*X) | ?(X^3) | ?(X^4) | ?(X^2)*y
0.95746 | 0 | 0 | 0 |  | 0 | 0 | 0 | 0 | 0 | 0 | 0 |  | 0 | 0 | 0 | 0 | 0 | 0 | 0
0.30115 | 0 | 0 | 0 |  | 0 | 0 | 0 | 0 | 0 | 0 | 0 | n | 0 | (number of points (n)
0.62727 | 0 | 0 | 0 |  | 0 | 0 | 0 | 0 | 0 | 0 | 0
0.4839 | 0 | 0 | 0 |  | 0 | 0 | 0 | 0 | 0 | 0 | 0 | D | 0 | Denominator (D)
0.68176 | 0 | 0 | 0 |  | 0 | 0 | 0 | 0 | 0 | 0 | 0 | a= | #DIV/0! | #DIV/0!
0.044647 | 0 | 0 | 0 |  | 0 | 0 | 0 | 0 | 0 | 0 | 0 | b= | #DIV/0!
0.65313 | 0 | 0 | 0 |  | 0 | 0 | 0 | 0 | 0 | 0 | 0 | c= | #DIV/0!
0.58595 | 0 | 0 | 0 |  | 0 | 0 | 0 | 0 | 0 | 0 | 0 | y= | #DIV/0! | X^2 | + | #DIV/0! | x | + | #DIV/0!
0.83265 | 0 | 0 | 0 |  | 0 | 0 | 0 | 0 | 0 | 0 | 0 | R2= | #DIV/0!
0.96884 | 0 | 0 | 0 |  | 0 | 0 | 0 | 0 | 0 | 0 | 0
0.94043 | 0 | 0 | 0 |  | 0 | 0 | 0 | 0 | 0 | 0 | 0 |  | Calculation of R2
0.82704 | 0 | 0 | 0 |  | 0 | 0 | 0 | 0 | 0 | 0 | 0 |  | ?(Y-meany)^2 | PredY |  | ?(Y-PredY)^2 |  | ?(meanY-PredY)^2
0.30827 | 0 | 0 | 0 |  | 0 | 0 | 0 | 0 | 0 | 0 | 0 |  | 0 | 0 |  | 0 |  | 0
0.6922 | 0 | 0 | 0 |  | 0 | 0 | 0 | 0 | 0 | 0 | 0 |  | 0 | 0 |  | 0 |  | 0
0.3494 | 0 | 0 | 0 |  | 0 | 0 | 0 | 0 | 0 | 0 | 0 |  | 0 | 0 |  | 0 |  | 0
0.30253 | 0 | 0 | 0 |  | 0 | 0 | 0 | 0 | 0 | 0 | 0 |  | 0 | 0 |  | 0 |  | 0
0.0066981 | 0 | 0 | 0 |  | 0 | 0 | 0 | 0 | 0 | 0 | 0 |  | 0 | 0 |  | 0 |  | 0
0.30468 | 0 | 0 | 0 |  | 0 | 0 | 0 | 0 | 0 | 0 | 0 |  | 0 | 0 |  | 0 |  | 0
0.94161 | 0 | 0 | 0 |  | 0 | 0 | 0 | 0 | 0 | 0 | 0 |  | 0 | 0 |  | 0 |  | 0
0.57438 | 0 | 0 | 0 |  | 0 | 0 | 0 | 0 | 0 | 0 | 0 |  | 0 | 0 |  | 0 |  | 0
0.22893 | 0 | 0 | 0 |  | 0 | 0 | 0 | 0 | 0 | 0 | 0 |  | 0 | 0 |  | 0 |  | 0
0.41429 | 0 | 0 | 0 |  | 0 | 0 | 0 | 0 | 0 | 0 | 0 |  | 0 | 0 |  | 0 |  | 0
0.59686 | 0 | 0 | 0 |  | 0 | 0 | 0 | 0 | 0 | 0 | 0 |  | 0 | 0 |  | 0 |  | 0
0.56729 | 0 | 0 | 0 |  | 0 | 0 | 0 | 0 | 0 | 0 | 0 |  | 0 | 0 |  | 0 |  | 0
0.8217 | 0 | 0 | 0 |  | 0 | 0 | 0 | 0 | 0 | 0 | 0 |  | 0 | 0 |  | 0 |  | 0
0.61417 | 0 | 0 | 0 |  | 0 | 0 | 0 | 0 | 0 | 0 | 0 |  | 0 | 0 |  | 0 |  | 0
[13 empty] | 0 | 0 |  | 0 |  | 0
[13 empty] | 0 | 0 |  | 0 |  | 0
[13 empty] | 0 | 0 |  | 0 |  | 0
[13 empty] | 0 | 0 |  | 0 |  | 0
[13 empty] | 0 | 0 |  | 0 |  | 0
[13 empty] | 0 | 0 |  | 0 |  | 0
[13 empty] | 0 | 0 |  | 0 |  | 0
[13 empty] | 0 | 0 |  | 0 |  | 0
[13 empty] | 0 | 0 |  | 0 |  | 0
[13 empty] | 0 | 0 |  | 0 |  | 0
[13 empty] | 0 | 0 |  | 0 |  | 0
[13 empty] | 0 | 0 |  | 0 |  | 0
[13 empty] | 0 | 0 |  | 0 |  | 0
[13 empty] | 0 | 0 |  | 0 |  | 0
[13 empty] | 0 | 0 |  | 0 |  | 0
[13 empty] | 0 | 0 |  | 0 |  | 0
[13 empty] | 0 | 0 |  | 0 |  | 0
[13 empty] | 0 | 0 |  | 0 |  | 0
[13 empty] | 0 | 0 |  | 0 |  | 0
[13 empty] | 0 | 0 |  | 0 |  | 0
[13 empty] | 0 | 0 |  | 0 |  | 0
[13 empty] | 0 | 0 |  | 0 |  | 0
[13 empty] | 0 | 0 |  | 0 |  | 0

## Sheet18
bootstrap selection | Standards | Instrument readings | Reading of the unknown | Calculated concentration | X | Y | X*Y | X*X | X^3 | X^4 | X^2y
0.76425 | 0 | 0 | 0 |  | 0 | 0 | 0 | 0 | 0 | 0 | 0
0.96429 | 0 | 0 | 0 |  | 0 | 0 | 0 | 0 | 0 | 0 | 0
0.44003 | 0 | 0 | 0 |  | 0 | 0 | 0 | 0 | 0 | 0 | 0
0.99968 | 0 | 0 | 0 |  | 0 | 0 | 0 | 0 | 0 | 0 | 0
0.72306 | 0 | 0 | 0 |  | 0 | 0 | 0 | 0 | 0 | 0 | 0
0.17198 | 0 | 0 | 0 |  | 0 | 0 | 0 | 0 | 0 | 0 | 0
0.29397 | 0 | 0 | 0 |  | 0 | 0 | 0 | 0 | 0 | 0 | 0
0.63393 | 0 | 0 | 0 |  | 0 | 0 | 0 | 0 | 0 | 0 | 0
0.94397 | 0 | 0 | 0 |  | 0 | 0 | 0 | 0 | 0 | 0 | 0
0.99202 | 0 | 0 | 0 |  | 0 | 0 | 0 | 0 | 0 | 0 | 0
0.94431 | 0 | 0 | 0 |  | 0 | 0 | 0 | 0 | 0 | 0 | 0
0.43958 | 0 | 0 | 0 |  | 0 | 0 | 0 | 0 | 0 | 0 | 0
0.36608 | 0 | 0 | 0 |  | 0 | 0 | 0 | 0 | 0 | 0 | 0
0.094752 | 0 | 0 | 0 |  | 0 | 0 | 0 | 0 | 0 | 0 | 0
0.95761 | 0 | 0 | 0 |  | 0 | 0 | 0 | 0 | 0 | 0 | 0
0.94561 | 0 | 0 | 0 |  | 0 | 0 | 0 | 0 | 0 | 0 | 0
0.35169 | 0 | 0 | 0 |  | 0 | 0 | 0 | 0 | 0 | 0 | 0 | Calculations of the coefficients a,b, and c of the best-fit parabola y=ax^2+bx+c
0.66298 | 0 | 0 | 0 |  | 0 | 0 | 0 | 0 | 0 | 0 | 0 | sums | sumx | sumy | sumxy | sumx2 | sumx3 | sumx4 | sumx2y
0.85878 | 0 | 0 | 0 |  | 0 | 0 | 0 | 0 | 0 | 0 | 0 |  | ?X | ?Y | ?(X*Y) | ?(X*X) | ?(X^3) | ?(X^4) | ?(X^2)*y
0.79499 | 0 | 0 | 0 |  | 0 | 0 | 0 | 0 | 0 | 0 | 0 |  | 0 | 0 | 0 | 0 | 0 | 0 | 0
0.69466 | 0 | 0 | 0 |  | 0 | 0 | 0 | 0 | 0 | 0 | 0 | n | 0 | (number of points (n)
0.54429 | 0 | 0 | 0 |  | 0 | 0 | 0 | 0 | 0 | 0 | 0
0.61972 | 0 | 0 | 0 |  | 0 | 0 | 0 | 0 | 0 | 0 | 0 | D | 0 | Denominator (D)
0.19977 | 0 | 0 | 0 |  | 0 | 0 | 0 | 0 | 0 | 0 | 0 | a= | #DIV/0! | #DIV/0!
0.14781 | 0 | 0 | 0 |  | 0 | 0 | 0 | 0 | 0 | 0 | 0 | b= | #DIV/0!
0.90809 | 0 | 0 | 0 |  | 0 | 0 | 0 | 0 | 0 | 0 | 0 | c= | #DIV/0!
0.65167 | 0 | 0 | 0 |  | 0 | 0 | 0 | 0 | 0 | 0 | 0 | y= | #DIV/0! | X^2 | + | #DIV/0! | x | + | #DIV/0!
0.13369 | 0 | 0 | 0 |  | 0 | 0 | 0 | 0 | 0 | 0 | 0 | R2= | #DIV/0!
0.042186 | 0 | 0 | 0 |  | 0 | 0 | 0 | 0 | 0 | 0 | 0
0.11734 | 0 | 0 | 0 |  | 0 | 0 | 0 | 0 | 0 | 0 | 0 |  | Calculation of R2
0.96721 | 0 | 0 | 0 |  | 0 | 0 | 0 | 0 | 0 | 0 | 0 |  | ?(Y-meany)^2 | PredY |  | ?(Y-PredY)^2 |  | ?(meanY-PredY)^2
0.73402 | 0 | 0 | 0 |  | 0 | 0 | 0 | 0 | 0 | 0 | 0 |  | 0 | 0 |  | 0 |  | 0
0.42719 | 0 | 0 | 0 |  | 0 | 0 | 0 | 0 | 0 | 0 | 0 |  | 0 | 0 |  | 0 |  | 0
0.95882 | 0 | 0 | 0 |  | 0 | 0 | 0 | 0 | 0 | 0 | 0 |  | 0 | 0 |  | 0 |  | 0
0.84564 | 0 | 0 | 0 |  | 0 | 0 | 0 | 0 | 0 | 0 | 0 |  | 0 | 0 |  | 0 |  | 0
0.70942 | 0 | 0 | 0 |  | 0 | 0 | 0 | 0 | 0 | 0 | 0 |  | 0 | 0 |  | 0 |  | 0
0.073462 | 0 | 0 | 0 |  | 0 | 0 | 0 | 0 | 0 | 0 | 0 |  | 0 | 0 |  | 0 |  | 0
0.91803 | 0 | 0 | 0 |  | 0 | 0 | 0 | 0 | 0 | 0 | 0 |  | 0 | 0 |  | 0 |  | 0
0.14084 | 0 | 0 | 0 |  | 0 | 0 | 0 | 0 | 0 | 0 | 0 |  | 0 | 0 |  | 0 |  | 0
0.9411 | 0 | 0 | 0 |  | 0 | 0 | 0 | 0 | 0 | 0 | 0 |  | 0 | 0 |  | 0 |  | 0
0.31203 | 0 | 0 | 0 |  | 0 | 0 | 0 | 0 | 0 | 0 | 0 |  | 0 | 0 |  | 0 |  | 0
0.30261 | 0 | 0 | 0 |  | 0 | 0 | 0 | 0 | 0 | 0 | 0 |  | 0 | 0 |  | 0 |  | 0
0.64762 | 0 | 0 | 0 |  | 0 | 0 | 0 | 0 | 0 | 0 | 0 |  | 0 | 0 |  | 0 |  | 0
0.22616 | 0 | 0 | 0 |  | 0 | 0 | 0 | 0 | 0 | 0 | 0 |  | 0 | 0 |  | 0 |  | 0
0.2449 | 0 | 0 | 0 |  | 0 | 0 | 0 | 0 | 0 | 0 | 0 |  | 0 | 0 |  | 0 |  | 0
[13 empty] | 0 | 0 |  | 0 |  | 0
[13 empty] | 0 | 0 |  | 0 |  | 0
[13 empty] | 0 | 0 |  | 0 |  | 0
[13 empty] | 0 | 0 |  | 0 |  | 0
[13 empty] | 0 | 0 |  | 0 |  | 0
[13 empty] | 0 | 0 |  | 0 |  | 0
[13 empty] | 0 | 0 |  | 0 |  | 0
[13 empty] | 0 | 0 |  | 0 |  | 0
[13 empty] | 0 | 0 |  | 0 |  | 0
[13 empty] | 0 | 0 |  | 0 |  | 0
[13 empty] | 0 | 0 |  | 0 |  | 0
[13 empty] | 0 | 0 |  | 0 |  | 0
[13 empty] | 0 | 0 |  | 0 |  | 0
[13 empty] | 0 | 0 |  | 0 |  | 0
[13 empty] | 0 | 0 |  | 0 |  | 0
[13 empty] | 0 | 0 |  | 0 |  | 0
[13 empty] | 0 | 0 |  | 0 |  | 0
[13 empty] | 0 | 0 |  | 0 |  | 0
[13 empty] | 0 | 0 |  | 0 |  | 0
[13 empty] | 0 | 0 |  | 0 |  | 0
[13 empty] | 0 | 0 |  | 0 |  | 0
[13 empty] | 0 | 0 |  | 0 |  | 0
[13 empty] | 0 | 0 |  | 0 |  | 0

## Sheet19
bootstrap selection | Standards | Instrument readings | Reading of the unknown | Calculated concentration | X | Y | X*Y | X*X | X^3 | X^4 | X^2y
0.10625 | 0 | 0 | 0 |  | 0 | 0 | 0 | 0 | 0 | 0 | 0
0.91437 | 0 | 0 | 0 |  | 0 | 0 | 0 | 0 | 0 | 0 | 0
0.75002 | 0 | 0 | 0 |  | 0 | 0 | 0 | 0 | 0 | 0 | 0
0.4592 | 0 | 0 | 0 |  | 0 | 0 | 0 | 0 | 0 | 0 | 0
0.99486 | 0 | 0 | 0 |  | 0 | 0 | 0 | 0 | 0 | 0 | 0
0.97198 | 0 | 0 | 0 |  | 0 | 0 | 0 | 0 | 0 | 0 | 0
0.71966 | 0 | 0 | 0 |  | 0 | 0 | 0 | 0 | 0 | 0 | 0
0.66648 | 0 | 0 | 0 |  | 0 | 0 | 0 | 0 | 0 | 0 | 0
0.51951 | 0 | 0 | 0 |  | 0 | 0 | 0 | 0 | 0 | 0 | 0
0.1895 | 0 | 0 | 0 |  | 0 | 0 | 0 | 0 | 0 | 0 | 0
0.6228 | 0 | 0 | 0 |  | 0 | 0 | 0 | 0 | 0 | 0 | 0
0.19935 | 0 | 0 | 0 |  | 0 | 0 | 0 | 0 | 0 | 0 | 0
0.077013 | 0 | 0 | 0 |  | 0 | 0 | 0 | 0 | 0 | 0 | 0
0.27814 | 0 | 0 | 0 |  | 0 | 0 | 0 | 0 | 0 | 0 | 0
0.025755 | 0 | 0 | 0 |  | 0 | 0 | 0 | 0 | 0 | 0 | 0
0.77799 | 0 | 0 | 0 |  | 0 | 0 | 0 | 0 | 0 | 0 | 0
0.20388 | 0 | 0 | 0 |  | 0 | 0 | 0 | 0 | 0 | 0 | 0 | Calculations of the coefficients a,b, and c of the best-fit parabola y=ax^2+bx+c
0.59041 | 0 | 0 | 0 |  | 0 | 0 | 0 | 0 | 0 | 0 | 0 | sums | sumx | sumy | sumxy | sumx2 | sumx3 | sumx4 | sumx2y
0.86187 | 0 | 0 | 0 |  | 0 | 0 | 0 | 0 | 0 | 0 | 0 |  | ?X | ?Y | ?(X*Y) | ?(X*X) | ?(X^3) | ?(X^4) | ?(X^2)*y
0.28376 | 0 | 0 | 0 |  | 0 | 0 | 0 | 0 | 0 | 0 | 0 |  | 0 | 0 | 0 | 0 | 0 | 0 | 0
0.50293 | 0 | 0 | 0 |  | 0 | 0 | 0 | 0 | 0 | 0 | 0 | n | 0 | (number of points (n)
0.07878 | 0 | 0 | 0 |  | 0 | 0 | 0 | 0 | 0 | 0 | 0
0.11252 | 0 | 0 | 0 |  | 0 | 0 | 0 | 0 | 0 | 0 | 0 | D | 0 | Denominator (D)
0.97406 | 0 | 0 | 0 |  | 0 | 0 | 0 | 0 | 0 | 0 | 0 | a= | #DIV/0! | #DIV/0!
0.064651 | 0 | 0 | 0 |  | 0 | 0 | 0 | 0 | 0 | 0 | 0 | b= | #DIV/0!
0.93863 | 0 | 0 | 0 |  | 0 | 0 | 0 | 0 | 0 | 0 | 0 | c= | #DIV/0!
0.70325 | 0 | 0 | 0 |  | 0 | 0 | 0 | 0 | 0 | 0 | 0 | y= | #DIV/0! | X^2 | + | #DIV/0! | x | + | #DIV/0!
0.92028 | 0 | 0 | 0 |  | 0 | 0 | 0 | 0 | 0 | 0 | 0 | R2= | #DIV/0!
0.77679 | 0 | 0 | 0 |  | 0 | 0 | 0 | 0 | 0 | 0 | 0
0.83172 | 0 | 0 | 0 |  | 0 | 0 | 0 | 0 | 0 | 0 | 0 |  | Calculation of R2
0.26827 | 0 | 0 | 0 |  | 0 | 0 | 0 | 0 | 0 | 0 | 0 |  | ?(Y-meany)^2 | PredY |  | ?(Y-PredY)^2 |  | ?(meanY-PredY)^2
0.82036 | 0 | 0 | 0 |  | 0 | 0 | 0 | 0 | 0 | 0 | 0 |  | 0 | 0 |  | 0 |  | 0
0.74817 | 0 | 0 | 0 |  | 0 | 0 | 0 | 0 | 0 | 0 | 0 |  | 0 | 0 |  | 0 |  | 0
0.064976 | 0 | 0 | 0 |  | 0 | 0 | 0 | 0 | 0 | 0 | 0 |  | 0 | 0 |  | 0 |  | 0
0.028809 | 0 | 0 | 0 |  | 0 | 0 | 0 | 0 | 0 | 0 | 0 |  | 0 | 0 |  | 0 |  | 0
0.37104 | 0 | 0 | 0 |  | 0 | 0 | 0 | 0 | 0 | 0 | 0 |  | 0 | 0 |  | 0 |  | 0
0.30003 | 0 | 0 | 0 |  | 0 | 0 | 0 | 0 | 0 | 0 | 0 |  | 0 | 0 |  | 0 |  | 0
0.55447 | 0 | 0 | 0 |  | 0 | 0 | 0 | 0 | 0 | 0 | 0 |  | 0 | 0 |  | 0 |  | 0
0.43302 | 0 | 0 | 0 |  | 0 | 0 | 0 | 0 | 0 | 0 | 0 |  | 0 | 0 |  | 0 |  | 0
0.77012 | 0 | 0 | 0 |  | 0 | 0 | 0 | 0 | 0 | 0 | 0 |  | 0 | 0 |  | 0 |  | 0
0.15226 | 0 | 0 | 0 |  | 0 | 0 | 0 | 0 | 0 | 0 | 0 |  | 0 | 0 |  | 0 |  | 0
0.71757 | 0 | 0 | 0 |  | 0 | 0 | 0 | 0 | 0 | 0 | 0 |  | 0 | 0 |  | 0 |  | 0
0.010795 | 0 | 0 | 0 |  | 0 | 0 | 0 | 0 | 0 | 0 | 0 |  | 0 | 0 |  | 0 |  | 0
0.90454 | 0 | 0 | 0 |  | 0 | 0 | 0 | 0 | 0 | 0 | 0 |  | 0 | 0 |  | 0 |  | 0
0.43036 | 0 | 0 | 0 |  | 0 | 0 | 0 | 0 | 0 | 0 | 0 |  | 0 | 0 |  | 0 |  | 0
[13 empty] | 0 | 0 |  | 0 |  | 0
[13 empty] | 0 | 0 |  | 0 |  | 0
[13 empty] | 0 | 0 |  | 0 |  | 0
[13 empty] | 0 | 0 |  | 0 |  | 0
[13 empty] | 0 | 0 |  | 0 |  | 0
[13 empty] | 0 | 0 |  | 0 |  | 0
[13 empty] | 0 | 0 |  | 0 |  | 0
[13 empty] | 0 | 0 |  | 0 |  | 0
[13 empty] | 0 | 0 |  | 0 |  | 0
[13 empty] | 0 | 0 |  | 0 |  | 0
[13 empty] | 0 | 0 |  | 0 |  | 0
[13 empty] | 0 | 0 |  | 0 |  | 0
[13 empty] | 0 | 0 |  | 0 |  | 0
[13 empty] | 0 | 0 |  | 0 |  | 0
[13 empty] | 0 | 0 |  | 0 |  | 0
[13 empty] | 0 | 0 |  | 0 |  | 0
[13 empty] | 0 | 0 |  | 0 |  | 0
[13 empty] | 0 | 0 |  | 0 |  | 0
[13 empty] | 0 | 0 |  | 0 |  | 0
[13 empty] | 0 | 0 |  | 0 |  | 0
[13 empty] | 0 | 0 |  | 0 |  | 0
[13 empty] | 0 | 0 |  | 0 |  | 0
[13 empty] | 0 | 0 |  | 0 |  | 0

## Sheet20
bootstrap selection | Standards | Instrument readings | Reading of the unknown | Calculated concentration | X | Y | X*Y | X*X | X^3 | X^4 | X^2y
0.32481 | 0 | 0 | 0 |  | 0 | 0 | 0 | 0 | 0 | 0 | 0
0.50363 | 0 | 0 | 0 |  | 0 | 0 | 0 | 0 | 0 | 0 | 0
0.89453 | 0 | 0 | 0 |  | 0 | 0 | 0 | 0 | 0 | 0 | 0
0.046714 | 0 | 0 | 0 |  | 0 | 0 | 0 | 0 | 0 | 0 | 0
0.6797 | 0 | 0 | 0 |  | 0 | 0 | 0 | 0 | 0 | 0 | 0
0.86133 | 0 | 0 | 0 |  | 0 | 0 | 0 | 0 | 0 | 0 | 0
0.56156 | 0 | 0 | 0 |  | 0 | 0 | 0 | 0 | 0 | 0 | 0
0.54286 | 0 | 0 | 0 |  | 0 | 0 | 0 | 0 | 0 | 0 | 0
0.073415 | 0 | 0 | 0 |  | 0 | 0 | 0 | 0 | 0 | 0 | 0
0.22437 | 0 | 0 | 0 |  | 0 | 0 | 0 | 0 | 0 | 0 | 0
0.10333 | 0 | 0 | 0 |  | 0 | 0 | 0 | 0 | 0 | 0 | 0
0.20582 | 0 | 0 | 0 |  | 0 | 0 | 0 | 0 | 0 | 0 | 0
0.38172 | 0 | 0 | 0 |  | 0 | 0 | 0 | 0 | 0 | 0 | 0
0.94268 | 0 | 0 | 0 |  | 0 | 0 | 0 | 0 | 0 | 0 | 0
0.027117 | 0 | 0 | 0 |  | 0 | 0 | 0 | 0 | 0 | 0 | 0
0.19339 | 0 | 0 | 0 |  | 0 | 0 | 0 | 0 | 0 | 0 | 0
0.63669 | 0 | 0 | 0 |  | 0 | 0 | 0 | 0 | 0 | 0 | 0 | Calculations of the coefficients a,b, and c of the best-fit parabola y=ax^2+bx+c
0.36107 | 0 | 0 | 0 |  | 0 | 0 | 0 | 0 | 0 | 0 | 0 | sums | sumx | sumy | sumxy | sumx2 | sumx3 | sumx4 | sumx2y
0.74881 | 0 | 0 | 0 |  | 0 | 0 | 0 | 0 | 0 | 0 | 0 |  | ?X | ?Y | ?(X*Y) | ?(X*X) | ?(X^3) | ?(X^4) | ?(X^2)*y
0.39177 | 0 | 0 | 0 |  | 0 | 0 | 0 | 0 | 0 | 0 | 0 |  | 0 | 0 | 0 | 0 | 0 | 0 | 0
0.43486 | 0 | 0 | 0 |  | 0 | 0 | 0 | 0 | 0 | 0 | 0 | n | 0 | (number of points (n)
0.43752 | 0 | 0 | 0 |  | 0 | 0 | 0 | 0 | 0 | 0 | 0
0.24721 | 0 | 0 | 0 |  | 0 | 0 | 0 | 0 | 0 | 0 | 0 | D | 0 | Denominator (D)
0.35182 | 0 | 0 | 0 |  | 0 | 0 | 0 | 0 | 0 | 0 | 0 | a= | #DIV/0! | #DIV/0!
0.98234 | 0 | 0 | 0 |  | 0 | 0 | 0 | 0 | 0 | 0 | 0 | b= | #DIV/0!
0.070019 | 0 | 0 | 0 |  | 0 | 0 | 0 | 0 | 0 | 0 | 0 | c= | #DIV/0!
0.60342 | 0 | 0 | 0 |  | 0 | 0 | 0 | 0 | 0 | 0 | 0 | y= | #DIV/0! | X^2 | + | #DIV/0! | x | + | #DIV/0!
0.067412 | 0 | 0 | 0 |  | 0 | 0 | 0 | 0 | 0 | 0 | 0 | R2= | #DIV/0!
0.77244 | 0 | 0 | 0 |  | 0 | 0 | 0 | 0 | 0 | 0 | 0
0.6931 | 0 | 0 | 0 |  | 0 | 0 | 0 | 0 | 0 | 0 | 0 |  | Calculation of R2
0.66494 | 0 | 0 | 0 |  | 0 | 0 | 0 | 0 | 0 | 0 | 0 |  | ?(Y-meany)^2 | PredY |  | ?(Y-PredY)^2 |  | ?(meanY-PredY)^2
0.49171 | 0 | 0 | 0 |  | 0 | 0 | 0 | 0 | 0 | 0 | 0 |  | 0 | 0 |  | 0 |  | 0
0.5541 | 0 | 0 | 0 |  | 0 | 0 | 0 | 0 | 0 | 0 | 0 |  | 0 | 0 |  | 0 |  | 0
0.87657 | 0 | 0 | 0 |  | 0 | 0 | 0 | 0 | 0 | 0 | 0 |  | 0 | 0 |  | 0 |  | 0
0.5601 | 0 | 0 | 0 |  | 0 | 0 | 0 | 0 | 0 | 0 | 0 |  | 0 | 0 |  | 0 |  | 0
0.47439 | 0 | 0 | 0 |  | 0 | 0 | 0 | 0 | 0 | 0 | 0 |  | 0 | 0 |  | 0 |  | 0
0.67882 | 0 | 0 | 0 |  | 0 | 0 | 0 | 0 | 0 | 0 | 0 |  | 0 | 0 |  | 0 |  | 0
0.73033 | 0 | 0 | 0 |  | 0 | 0 | 0 | 0 | 0 | 0 | 0 |  | 0 | 0 |  | 0 |  | 0
0.89674 | 0 | 0 | 0 |  | 0 | 0 | 0 | 0 | 0 | 0 | 0 |  | 0 | 0 |  | 0 |  | 0
0.041968 | 0 | 0 | 0 |  | 0 | 0 | 0 | 0 | 0 | 0 | 0 |  | 0 | 0 |  | 0 |  | 0
0.054952 | 0 | 0 | 0 |  | 0 | 0 | 0 | 0 | 0 | 0 | 0 |  | 0 | 0 |  | 0 |  | 0
0.51845 | 0 | 0 | 0 |  | 0 | 0 | 0 | 0 | 0 | 0 | 0 |  | 0 | 0 |  | 0 |  | 0
0.01152 | 0 | 0 | 0 |  | 0 | 0 | 0 | 0 | 0 | 0 | 0 |  | 0 | 0 |  | 0 |  | 0
0.50873 | 0 | 0 | 0 |  | 0 | 0 | 0 | 0 | 0 | 0 | 0 |  | 0 | 0 |  | 0 |  | 0
0.36369 | 0 | 0 | 0 |  | 0 | 0 | 0 | 0 | 0 | 0 | 0 |  | 0 | 0 |  | 0 |  | 0
[13 empty] | 0 | 0 |  | 0 |  | 0
[13 empty] | 0 | 0 |  | 0 |  | 0
[13 empty] | 0 | 0 |  | 0 |  | 0
[13 empty] | 0 | 0 |  | 0 |  | 0
[13 empty] | 0 | 0 |  | 0 |  | 0
[13 empty] | 0 | 0 |  | 0 |  | 0
[13 empty] | 0 | 0 |  | 0 |  | 0
[13 empty] | 0 | 0 |  | 0 |  | 0
[13 empty] | 0 | 0 |  | 0 |  | 0
[13 empty] | 0 | 0 |  | 0 |  | 0
[13 empty] | 0 | 0 |  | 0 |  | 0
[13 empty] | 0 | 0 |  | 0 |  | 0
[13 empty] | 0 | 0 |  | 0 |  | 0
[13 empty] | 0 | 0 |  | 0 |  | 0
[13 empty] | 0 | 0 |  | 0 |  | 0
[13 empty] | 0 | 0 |  | 0 |  | 0
[13 empty] | 0 | 0 |  | 0 |  | 0
[13 empty] | 0 | 0 |  | 0 |  | 0
[13 empty] | 0 | 0 |  | 0 |  | 0
[13 empty] | 0 | 0 |  | 0 |  | 0
[13 empty] | 0 | 0 |  | 0 |  | 0
[13 empty] | 0 | 0 |  | 0 |  | 0
[13 empty] | 0 | 0 |  | 0 |  | 0

## Sheet21
bootstrap selection | Standards | Instrument readings | Reading of the unknown | Calculated concentration | X | Y | X*Y | X*X | X^3 | X^4 | X^2y
0.12432 | 0 | 0 | 0 |  | 0 | 0 | 0 | 0 | 0 | 0 | 0
0.14943 | 0 | 0 | 0 |  | 0 | 0 | 0 | 0 | 0 | 0 | 0
0.062841 | 0 | 0 | 0 |  | 0 | 0 | 0 | 0 | 0 | 0 | 0
0.20894 | 0 | 0 | 0 |  | 0 | 0 | 0 | 0 | 0 | 0 | 0
0.84639 | 0 | 0 | 0 |  | 0 | 0 | 0 | 0 | 0 | 0 | 0
0.79241 | 0 | 0 | 0 |  | 0 | 0 | 0 | 0 | 0 | 0 | 0
0.73259 | 0 | 0 | 0 |  | 0 | 0 | 0 | 0 | 0 | 0 | 0
0.81581 | 0 | 0 | 0 |  | 0 | 0 | 0 | 0 | 0 | 0 | 0
0.50896 | 0 | 0 | 0 |  | 0 | 0 | 0 | 0 | 0 | 0 | 0
0.27438 | 0 | 0 | 0 |  | 0 | 0 | 0 | 0 | 0 | 0 | 0
0.89393 | 0 | 0 | 0 |  | 0 | 0 | 0 | 0 | 0 | 0 | 0
0.59048 | 0 | 0 | 0 |  | 0 | 0 | 0 | 0 | 0 | 0 | 0
0.052699 | 0 | 0 | 0 |  | 0 | 0 | 0 | 0 | 0 | 0 | 0
0.39965 | 0 | 0 | 0 |  | 0 | 0 | 0 | 0 | 0 | 0 | 0
0.49777 | 0 | 0 | 0 |  | 0 | 0 | 0 | 0 | 0 | 0 | 0
0.26432 | 0 | 0 | 0 |  | 0 | 0 | 0 | 0 | 0 | 0 | 0
0.70574 | 0 | 0 | 0 |  | 0 | 0 | 0 | 0 | 0 | 0 | 0 | Calculations of the coefficients a,b, and c of the best-fit parabola y=ax^2+bx+c
0.9394 | 0 | 0 | 0 |  | 0 | 0 | 0 | 0 | 0 | 0 | 0 | sums | sumx | sumy | sumxy | sumx2 | sumx3 | sumx4 | sumx2y
0.97795 | 0 | 0 | 0 |  | 0 | 0 | 0 | 0 | 0 | 0 | 0 |  | ?X | ?Y | ?(X*Y) | ?(X*X) | ?(X^3) | ?(X^4) | ?(X^2)*y
0.045479 | 0 | 0 | 0 |  | 0 | 0 | 0 | 0 | 0 | 0 | 0 |  | 0 | 0 | 0 | 0 | 0 | 0 | 0
0.90574 | 0 | 0 | 0 |  | 0 | 0 | 0 | 0 | 0 | 0 | 0 | n | 0 | (number of points (n)
0.45202 | 0 | 0 | 0 |  | 0 | 0 | 0 | 0 | 0 | 0 | 0
0.14628 | 0 | 0 | 0 |  | 0 | 0 | 0 | 0 | 0 | 0 | 0 | D | 0 | Denominator (D)
0.28594 | 0 | 0 | 0 |  | 0 | 0 | 0 | 0 | 0 | 0 | 0 | a= | #DIV/0! | #DIV/0!
0.48691 | 0 | 0 | 0 |  | 0 | 0 | 0 | 0 | 0 | 0 | 0 | b= | #DIV/0!
0.5739 | 0 | 0 | 0 |  | 0 | 0 | 0 | 0 | 0 | 0 | 0 | c= | #DIV/0!
0.44601 | 0 | 0 | 0 |  | 0 | 0 | 0 | 0 | 0 | 0 | 0 | y= | #DIV/0! | X^2 | + | #DIV/0! | x | + | #DIV/0!
0.78513 | 0 | 0 | 0 |  | 0 | 0 | 0 | 0 | 0 | 0 | 0 | R2= | #DIV/0!
0.63152 | 0 | 0 | 0 |  | 0 | 0 | 0 | 0 | 0 | 0 | 0
0.42712 | 0 | 0 | 0 |  | 0 | 0 | 0 | 0 | 0 | 0 | 0 |  | Calculation of R2
0.60353 | 0 | 0 | 0 |  | 0 | 0 | 0 | 0 | 0 | 0 | 0 |  | ?(Y-meany)^2 | PredY |  | ?(Y-PredY)^2 |  | ?(meanY-PredY)^2
0.26726 | 0 | 0 | 0 |  | 0 | 0 | 0 | 0 | 0 | 0 | 0 |  | 0 | 0 |  | 0 |  | 0
0.27556 | 0 | 0 | 0 |  | 0 | 0 | 0 | 0 | 0 | 0 | 0 |  | 0 | 0 |  | 0 |  | 0
0.18784 | 0 | 0 | 0 |  | 0 | 0 | 0 | 0 | 0 | 0 | 0 |  | 0 | 0 |  | 0 |  | 0
0.82256 | 0 | 0 | 0 |  | 0 | 0 | 0 | 0 | 0 | 0 | 0 |  | 0 | 0 |  | 0 |  | 0
0.97132 | 0 | 0 | 0 |  | 0 | 0 | 0 | 0 | 0 | 0 | 0 |  | 0 | 0 |  | 0 |  | 0
0.72315 | 0 | 0 | 0 |  | 0 | 0 | 0 | 0 | 0 | 0 | 0 |  | 0 | 0 |  | 0 |  | 0
0.80337 | 0 | 0 | 0 |  | 0 | 0 | 0 | 0 | 0 | 0 | 0 |  | 0 | 0 |  | 0 |  | 0
0.32387 | 0 | 0 | 0 |  | 0 | 0 | 0 | 0 | 0 | 0 | 0 |  | 0 | 0 |  | 0 |  | 0
0.71319 | 0 | 0 | 0 |  | 0 | 0 | 0 | 0 | 0 | 0 | 0 |  | 0 | 0 |  | 0 |  | 0
0.84157 | 0 | 0 | 0 |  | 0 | 0 | 0 | 0 | 0 | 0 | 0 |  | 0 | 0 |  | 0 |  | 0
0.8294 | 0 | 0 | 0 |  | 0 | 0 | 0 | 0 | 0 | 0 | 0 |  | 0 | 0 |  | 0 |  | 0
0.064055 | 0 | 0 | 0 |  | 0 | 0 | 0 | 0 | 0 | 0 | 0 |  | 0 | 0 |  | 0 |  | 0
0.0082645 | 0 | 0 | 0 |  | 0 | 0 | 0 | 0 | 0 | 0 | 0 |  | 0 | 0 |  | 0 |  | 0
0.51525 | 0 | 0 | 0 |  | 0 | 0 | 0 | 0 | 0 | 0 | 0 |  | 0 | 0 |  | 0 |  | 0
[13 empty] | 0 | 0 |  | 0 |  | 0
[13 empty] | 0 | 0 |  | 0 |  | 0
[13 empty] | 0 | 0 |  | 0 |  | 0
[13 empty] | 0 | 0 |  | 0 |  | 0
[13 empty] | 0 | 0 |  | 0 |  | 0
[13 empty] | 0 | 0 |  | 0 |  | 0
[13 empty] | 0 | 0 |  | 0 |  | 0
[13 empty] | 0 | 0 |  | 0 |  | 0
[13 empty] | 0 | 0 |  | 0 |  | 0
[13 empty] | 0 | 0 |  | 0 |  | 0
[13 empty] | 0 | 0 |  | 0 |  | 0
[13 empty] | 0 | 0 |  | 0 |  | 0
[13 empty] | 0 | 0 |  | 0 |  | 0
[13 empty] | 0 | 0 |  | 0 |  | 0
[13 empty] | 0 | 0 |  | 0 |  | 0
[13 empty] | 0 | 0 |  | 0 |  | 0
[13 empty] | 0 | 0 |  | 0 |  | 0
[13 empty] | 0 | 0 |  | 0 |  | 0
[13 empty] | 0 | 0 |  | 0 |  | 0
[13 empty] | 0 | 0 |  | 0 |  | 0
[13 empty] | 0 | 0 |  | 0 |  | 0
[13 empty] | 0 | 0 |  | 0 |  | 0
[13 empty] | 0 | 0 |  | 0 |  | 0

## Sheet22
bootstrap selection | Standards | Instrument readings | Reading of the unknown | Calculated concentration | X | Y | X*Y | X*X | X^3 | X^4 | X^2y
0.1636 | 0 | 0 | 0 |  | 0 | 0 | 0 | 0 | 0 | 0 | 0
0.31033 | 0 | 0 | 0 |  | 0 | 0 | 0 | 0 | 0 | 0 | 0
0.12226 | 0 | 0 | 0 |  | 0 | 0 | 0 | 0 | 0 | 0 | 0
0.74514 | 0 | 0 | 0 |  | 0 | 0 | 0 | 0 | 0 | 0 | 0
0.77806 | 0 | 0 | 0 |  | 0 | 0 | 0 | 0 | 0 | 0 | 0
0.80405 | 0 | 0 | 0 |  | 0 | 0 | 0 | 0 | 0 | 0 | 0
0.96736 | 0 | 0 | 0 |  | 0 | 0 | 0 | 0 | 0 | 0 | 0
0.26949 | 0 | 0 | 0 |  | 0 | 0 | 0 | 0 | 0 | 0 | 0
0.044178 | 0 | 0 | 0 |  | 0 | 0 | 0 | 0 | 0 | 0 | 0
0.87286 | 0 | 0 | 0 |  | 0 | 0 | 0 | 0 | 0 | 0 | 0
0.31292 | 0 | 0 | 0 |  | 0 | 0 | 0 | 0 | 0 | 0 | 0
0.9939 | 0 | 0 | 0 |  | 0 | 0 | 0 | 0 | 0 | 0 | 0
0.67983 | 0 | 0 | 0 |  | 0 | 0 | 0 | 0 | 0 | 0 | 0
0.48534 | 0 | 0 | 0 |  | 0 | 0 | 0 | 0 | 0 | 0 | 0
0.34897 | 0 | 0 | 0 |  | 0 | 0 | 0 | 0 | 0 | 0 | 0
0.028034 | 0 | 0 | 0 |  | 0 | 0 | 0 | 0 | 0 | 0 | 0
0.84423 | 0 | 0 | 0 |  | 0 | 0 | 0 | 0 | 0 | 0 | 0 | Calculations of the coefficients a,b, and c of the best-fit parabola y=ax^2+bx+c
0.65866 | 0 | 0 | 0 |  | 0 | 0 | 0 | 0 | 0 | 0 | 0 | sums | sumx | sumy | sumxy | sumx2 | sumx3 | sumx4 | sumx2y
0.89216 | 0 | 0 | 0 |  | 0 | 0 | 0 | 0 | 0 | 0 | 0 |  | ?X | ?Y | ?(X*Y) | ?(X*X) | ?(X^3) | ?(X^4) | ?(X^2)*y
0.15249 | 0 | 0 | 0 |  | 0 | 0 | 0 | 0 | 0 | 0 | 0 |  | 0 | 0 | 0 | 0 | 0 | 0 | 0
0.477 | 0 | 0 | 0 |  | 0 | 0 | 0 | 0 | 0 | 0 | 0 | n | 0 | (number of points (n)
0.80753 | 0 | 0 | 0 |  | 0 | 0 | 0 | 0 | 0 | 0 | 0
0.27509 | 0 | 0 | 0 |  | 0 | 0 | 0 | 0 | 0 | 0 | 0 | D | 0 | Denominator (D)
0.76108 | 0 | 0 | 0 |  | 0 | 0 | 0 | 0 | 0 | 0 | 0 | a= | #DIV/0! | #DIV/0!
0.16747 | 0 | 0 | 0 |  | 0 | 0 | 0 | 0 | 0 | 0 | 0 | b= | #DIV/0!
0.27687 | 0 | 0 | 0 |  | 0 | 0 | 0 | 0 | 0 | 0 | 0 | c= | #DIV/0!
0.46526 | 0 | 0 | 0 |  | 0 | 0 | 0 | 0 | 0 | 0 | 0 | y= | #DIV/0! | X^2 | + | #DIV/0! | x | + | #DIV/0!
0.184 | 0 | 0 | 0 |  | 0 | 0 | 0 | 0 | 0 | 0 | 0 | R2= | #DIV/0!
0.51496 | 0 | 0 | 0 |  | 0 | 0 | 0 | 0 | 0 | 0 | 0
0.62354 | 0 | 0 | 0 |  | 0 | 0 | 0 | 0 | 0 | 0 | 0 |  | Calculation of R2
0.79342 | 0 | 0 | 0 |  | 0 | 0 | 0 | 0 | 0 | 0 | 0 |  | ?(Y-meany)^2 | PredY |  | ?(Y-PredY)^2 |  | ?(meanY-PredY)^2
0.28805 | 0 | 0 | 0 |  | 0 | 0 | 0 | 0 | 0 | 0 | 0 |  | 0 | 0 |  | 0 |  | 0
0.8613 | 0 | 0 | 0 |  | 0 | 0 | 0 | 0 | 0 | 0 | 0 |  | 0 | 0 |  | 0 |  | 0
0.92684 | 0 | 0 | 0 |  | 0 | 0 | 0 | 0 | 0 | 0 | 0 |  | 0 | 0 |  | 0 |  | 0
0.4197 | 0 | 0 | 0 |  | 0 | 0 | 0 | 0 | 0 | 0 | 0 |  | 0 | 0 |  | 0 |  | 0
0.58162 | 0 | 0 | 0 |  | 0 | 0 | 0 | 0 | 0 | 0 | 0 |  | 0 | 0 |  | 0 |  | 0
0.74792 | 0 | 0 | 0 |  | 0 | 0 | 0 | 0 | 0 | 0 | 0 |  | 0 | 0 |  | 0 |  | 0
0.042542 | 0 | 0 | 0 |  | 0 | 0 | 0 | 0 | 0 | 0 | 0 |  | 0 | 0 |  | 0 |  | 0
0.37266 | 0 | 0 | 0 |  | 0 | 0 | 0 | 0 | 0 | 0 | 0 |  | 0 | 0 |  | 0 |  | 0
0.32706 | 0 | 0 | 0 |  | 0 | 0 | 0 | 0 | 0 | 0 | 0 |  | 0 | 0 |  | 0 |  | 0
0.17704 | 0 | 0 | 0 |  | 0 | 0 | 0 | 0 | 0 | 0 | 0 |  | 0 | 0 |  | 0 |  | 0
0.76527 | 0 | 0 | 0 |  | 0 | 0 | 0 | 0 | 0 | 0 | 0 |  | 0 | 0 |  | 0 |  | 0
0.66551 | 0 | 0 | 0 |  | 0 | 0 | 0 | 0 | 0 | 0 | 0 |  | 0 | 0 |  | 0 |  | 0
0.16353 | 0 | 0 | 0 |  | 0 | 0 | 0 | 0 | 0 | 0 | 0 |  | 0 | 0 |  | 0 |  | 0
0.62361 | 0 | 0 | 0 |  | 0 | 0 | 0 | 0 | 0 | 0 | 0 |  | 0 | 0 |  | 0 |  | 0
[13 empty] | 0 | 0 |  | 0 |  | 0
[13 empty] | 0 | 0 |  | 0 |  | 0
[13 empty] | 0 | 0 |  | 0 |  | 0
[13 empty] | 0 | 0 |  | 0 |  | 0
[13 empty] | 0 | 0 |  | 0 |  | 0
[13 empty] | 0 | 0 |  | 0 |  | 0
[13 empty] | 0 | 0 |  | 0 |  | 0
[13 empty] | 0 | 0 |  | 0 |  | 0
[13 empty] | 0 | 0 |  | 0 |  | 0
[13 empty] | 0 | 0 |  | 0 |  | 0
[13 empty] | 0 | 0 |  | 0 |  | 0
[13 empty] | 0 | 0 |  | 0 |  | 0
[13 empty] | 0 | 0 |  | 0 |  | 0
[13 empty] | 0 | 0 |  | 0 |  | 0
[13 empty] | 0 | 0 |  | 0 |  | 0
[13 empty] | 0 | 0 |  | 0 |  | 0
[13 empty] | 0 | 0 |  | 0 |  | 0
[13 empty] | 0 | 0 |  | 0 |  | 0
[13 empty] | 0 | 0 |  | 0 |  | 0
[13 empty] | 0 | 0 |  | 0 |  | 0
[13 empty] | 0 | 0 |  | 0 |  | 0
[13 empty] | 0 | 0 |  | 0 |  | 0
[13 empty] | 0 | 0 |  | 0 |  | 0

## Sheet23
bootstrap selection | Standards | Instrument readings | Reading of the unknown | Calculated concentration | X | Y | X*Y | X*X | X^3 | X^4 | X^2y
0.52835 | 0 | 0 | 0 |  | 0 | 0 | 0 | 0 | 0 | 0 | 0
0.6938 | 0 | 0 | 0 |  | 0 | 0 | 0 | 0 | 0 | 0 | 0
0.55975 | 0 | 0 | 0 |  | 0 | 0 | 0 | 0 | 0 | 0 | 0
0.46019 | 0 | 0 | 0 |  | 0 | 0 | 0 | 0 | 0 | 0 | 0
0.99329 | 0 | 0 | 0 |  | 0 | 0 | 0 | 0 | 0 | 0 | 0
0.55327 | 0 | 0 | 0 |  | 0 | 0 | 0 | 0 | 0 | 0 | 0
0.52092 | 0 | 0 | 0 |  | 0 | 0 | 0 | 0 | 0 | 0 | 0
0.81778 | 0 | 0 | 0 |  | 0 | 0 | 0 | 0 | 0 | 0 | 0
0.92415 | 0 | 0 | 0 |  | 0 | 0 | 0 | 0 | 0 | 0 | 0
0.10731 | 0 | 0 | 0 |  | 0 | 0 | 0 | 0 | 0 | 0 | 0
0.42977 | 0 | 0 | 0 |  | 0 | 0 | 0 | 0 | 0 | 0 | 0
0.69008 | 0 | 0 | 0 |  | 0 | 0 | 0 | 0 | 0 | 0 | 0
0.96978 | 0 | 0 | 0 |  | 0 | 0 | 0 | 0 | 0 | 0 | 0
0.93703 | 0 | 0 | 0 |  | 0 | 0 | 0 | 0 | 0 | 0 | 0
0.65739 | 0 | 0 | 0 |  | 0 | 0 | 0 | 0 | 0 | 0 | 0
0.87255 | 0 | 0 | 0 |  | 0 | 0 | 0 | 0 | 0 | 0 | 0
0.96006 | 0 | 0 | 0 |  | 0 | 0 | 0 | 0 | 0 | 0 | 0 | Calculations of the coefficients a,b, and c of the best-fit parabola y=ax^2+bx+c
0.56113 | 0 | 0 | 0 |  | 0 | 0 | 0 | 0 | 0 | 0 | 0 | sums | sumx | sumy | sumxy | sumx2 | sumx3 | sumx4 | sumx2y
0.29923 | 0 | 0 | 0 |  | 0 | 0 | 0 | 0 | 0 | 0 | 0 |  | ?X | ?Y | ?(X*Y) | ?(X*X) | ?(X^3) | ?(X^4) | ?(X^2)*y
0.0043309 | 0 | 0 | 0 |  | 0 | 0 | 0 | 0 | 0 | 0 | 0 |  | 0 | 0 | 0 | 0 | 0 | 0 | 0
0.83414 | 0 | 0 | 0 |  | 0 | 0 | 0 | 0 | 0 | 0 | 0 | n | 0 | (number of points (n)
0.35897 | 0 | 0 | 0 |  | 0 | 0 | 0 | 0 | 0 | 0 | 0
0.022 | 0 | 0 | 0 |  | 0 | 0 | 0 | 0 | 0 | 0 | 0 | D | 0 | Denominator (D)
0.91452 | 0 | 0 | 0 |  | 0 | 0 | 0 | 0 | 0 | 0 | 0 | a= | #DIV/0! | #DIV/0!
0.25157 | 0 | 0 | 0 |  | 0 | 0 | 0 | 0 | 0 | 0 | 0 | b= | #DIV/0!
0.33315 | 0 | 0 | 0 |  | 0 | 0 | 0 | 0 | 0 | 0 | 0 | c= | #DIV/0!
0.406 | 0 | 0 | 0 |  | 0 | 0 | 0 | 0 | 0 | 0 | 0 | y= | #DIV/0! | X^2 | + | #DIV/0! | x | + | #DIV/0!
0.17763 | 0 | 0 | 0 |  | 0 | 0 | 0 | 0 | 0 | 0 | 0 | R2= | #DIV/0!
0.34968 | 0 | 0 | 0 |  | 0 | 0 | 0 | 0 | 0 | 0 | 0
0.57611 | 0 | 0 | 0 |  | 0 | 0 | 0 | 0 | 0 | 0 | 0 |  | Calculation of R2
0.12428 | 0 | 0 | 0 |  | 0 | 0 | 0 | 0 | 0 | 0 | 0 |  | ?(Y-meany)^2 | PredY |  | ?(Y-PredY)^2 |  | ?(meanY-PredY)^2
0.75968 | 0 | 0 | 0 |  | 0 | 0 | 0 | 0 | 0 | 0 | 0 |  | 0 | 0 |  | 0 |  | 0
0.88756 | 0 | 0 | 0 |  | 0 | 0 | 0 | 0 | 0 | 0 | 0 |  | 0 | 0 |  | 0 |  | 0
0.99704 | 0 | 0 | 0 |  | 0 | 0 | 0 | 0 | 0 | 0 | 0 |  | 0 | 0 |  | 0 |  | 0
0.80164 | 0 | 0 | 0 |  | 0 | 0 | 0 | 0 | 0 | 0 | 0 |  | 0 | 0 |  | 0 |  | 0
0.098189 | 0 | 0 | 0 |  | 0 | 0 | 0 | 0 | 0 | 0 | 0 |  | 0 | 0 |  | 0 |  | 0
0.039991 | 0 | 0 | 0 |  | 0 | 0 | 0 | 0 | 0 | 0 | 0 |  | 0 | 0 |  | 0 |  | 0
0.74669 | 0 | 0 | 0 |  | 0 | 0 | 0 | 0 | 0 | 0 | 0 |  | 0 | 0 |  | 0 |  | 0
0.74626 | 0 | 0 | 0 |  | 0 | 0 | 0 | 0 | 0 | 0 | 0 |  | 0 | 0 |  | 0 |  | 0
0.051128 | 0 | 0 | 0 |  | 0 | 0 | 0 | 0 | 0 | 0 | 0 |  | 0 | 0 |  | 0 |  | 0
0.42765 | 0 | 0 | 0 |  | 0 | 0 | 0 | 0 | 0 | 0 | 0 |  | 0 | 0 |  | 0 |  | 0
0.50594 | 0 | 0 | 0 |  | 0 | 0 | 0 | 0 | 0 | 0 | 0 |  | 0 | 0 |  | 0 |  | 0
0.11453 | 0 | 0 | 0 |  | 0 | 0 | 0 | 0 | 0 | 0 | 0 |  | 0 | 0 |  | 0 |  | 0
0.18949 | 0 | 0 | 0 |  | 0 | 0 | 0 | 0 | 0 | 0 | 0 |  | 0 | 0 |  | 0 |  | 0
0.47226 | 0 | 0 | 0 |  | 0 | 0 | 0 | 0 | 0 | 0 | 0 |  | 0 | 0 |  | 0 |  | 0
[13 empty] | 0 | 0 |  | 0 |  | 0
[13 empty] | 0 | 0 |  | 0 |  | 0
[13 empty] | 0 | 0 |  | 0 |  | 0
[13 empty] | 0 | 0 |  | 0 |  | 0
[13 empty] | 0 | 0 |  | 0 |  | 0
[13 empty] | 0 | 0 |  | 0 |  | 0
[13 empty] | 0 | 0 |  | 0 |  | 0
[13 empty] | 0 | 0 |  | 0 |  | 0
[13 empty] | 0 | 0 |  | 0 |  | 0
[13 empty] | 0 | 0 |  | 0 |  | 0
[13 empty] | 0 | 0 |  | 0 |  | 0
[13 empty] | 0 | 0 |  | 0 |  | 0
[13 empty] | 0 | 0 |  | 0 |  | 0
[13 empty] | 0 | 0 |  | 0 |  | 0
[13 empty] | 0 | 0 |  | 0 |  | 0
[13 empty] | 0 | 0 |  | 0 |  | 0
[13 empty] | 0 | 0 |  | 0 |  | 0
[13 empty] | 0 | 0 |  | 0 |  | 0
[13 empty] | 0 | 0 |  | 0 |  | 0
[13 empty] | 0 | 0 |  | 0 |  | 0
[13 empty] | 0 | 0 |  | 0 |  | 0
[13 empty] | 0 | 0 |  | 0 |  | 0
[13 empty] | 0 | 0 |  | 0 |  | 0

## Sheet24
bootstrap selection | Standards | Instrument readings | Reading of the unknown | Calculated concentration | X | Y | X*Y | X*X | X^3 | X^4 | X^2y
0.55479 | 0 | 0 | 0 |  | 0 | 0 | 0 | 0 | 0 | 0 | 0
0.47701 | 0 | 0 | 0 |  | 0 | 0 | 0 | 0 | 0 | 0 | 0
0.29626 | 0 | 0 | 0 |  | 0 | 0 | 0 | 0 | 0 | 0 | 0
0.73461 | 0 | 0 | 0 |  | 0 | 0 | 0 | 0 | 0 | 0 | 0
0.17248 | 0 | 0 | 0 |  | 0 | 0 | 0 | 0 | 0 | 0 | 0
0.88929 | 0 | 0 | 0 |  | 0 | 0 | 0 | 0 | 0 | 0 | 0
0.39029 | 0 | 0 | 0 |  | 0 | 0 | 0 | 0 | 0 | 0 | 0
0.73047 | 0 | 0 | 0 |  | 0 | 0 | 0 | 0 | 0 | 0 | 0
0.083918 | 0 | 0 | 0 |  | 0 | 0 | 0 | 0 | 0 | 0 | 0
0.81022 | 0 | 0 | 0 |  | 0 | 0 | 0 | 0 | 0 | 0 | 0
0.12206 | 0 | 0 | 0 |  | 0 | 0 | 0 | 0 | 0 | 0 | 0
0.89183 | 0 | 0 | 0 |  | 0 | 0 | 0 | 0 | 0 | 0 | 0
0.20489 | 0 | 0 | 0 |  | 0 | 0 | 0 | 0 | 0 | 0 | 0
0.21195 | 0 | 0 | 0 |  | 0 | 0 | 0 | 0 | 0 | 0 | 0
0.73477 | 0 | 0 | 0 |  | 0 | 0 | 0 | 0 | 0 | 0 | 0
0.92883 | 0 | 0 | 0 |  | 0 | 0 | 0 | 0 | 0 | 0 | 0
0.44754 | 0 | 0 | 0 |  | 0 | 0 | 0 | 0 | 0 | 0 | 0 | Calculations of the coefficients a,b, and c of the best-fit parabola y=ax^2+bx+c
0.33606 | 0 | 0 | 0 |  | 0 | 0 | 0 | 0 | 0 | 0 | 0 | sums | sumx | sumy | sumxy | sumx2 | sumx3 | sumx4 | sumx2y
0.89739 | 0 | 0 | 0 |  | 0 | 0 | 0 | 0 | 0 | 0 | 0 |  | ?X | ?Y | ?(X*Y) | ?(X*X) | ?(X^3) | ?(X^4) | ?(X^2)*y
0.29422 | 0 | 0 | 0 |  | 0 | 0 | 0 | 0 | 0 | 0 | 0 |  | 0 | 0 | 0 | 0 | 0 | 0 | 0
0.36642 | 0 | 0 | 0 |  | 0 | 0 | 0 | 0 | 0 | 0 | 0 | n | 0 | (number of points (n)
0.55183 | 0 | 0 | 0 |  | 0 | 0 | 0 | 0 | 0 | 0 | 0
0.73727 | 0 | 0 | 0 |  | 0 | 0 | 0 | 0 | 0 | 0 | 0 | D | 0 | Denominator (D)
0.56835 | 0 | 0 | 0 |  | 0 | 0 | 0 | 0 | 0 | 0 | 0 | a= | #DIV/0! | #DIV/0!
0.73643 | 0 | 0 | 0 |  | 0 | 0 | 0 | 0 | 0 | 0 | 0 | b= | #DIV/0!
0.29319 | 0 | 0 | 0 |  | 0 | 0 | 0 | 0 | 0 | 0 | 0 | c= | #DIV/0!
0.57163 | 0 | 0 | 0 |  | 0 | 0 | 0 | 0 | 0 | 0 | 0 | y= | #DIV/0! | X^2 | + | #DIV/0! | x | + | #DIV/0!
0.77253 | 0 | 0 | 0 |  | 0 | 0 | 0 | 0 | 0 | 0 | 0 | R2= | #DIV/0!
0.14785 | 0 | 0 | 0 |  | 0 | 0 | 0 | 0 | 0 | 0 | 0
0.22133 | 0 | 0 | 0 |  | 0 | 0 | 0 | 0 | 0 | 0 | 0 |  | Calculation of R2
0.15775 | 0 | 0 | 0 |  | 0 | 0 | 0 | 0 | 0 | 0 | 0 |  | ?(Y-meany)^2 | PredY |  | ?(Y-PredY)^2 |  | ?(meanY-PredY)^2
0.039652 | 0 | 0 | 0 |  | 0 | 0 | 0 | 0 | 0 | 0 | 0 |  | 0 | 0 |  | 0 |  | 0
0.68507 | 0 | 0 | 0 |  | 0 | 0 | 0 | 0 | 0 | 0 | 0 |  | 0 | 0 |  | 0 |  | 0
0.59159 | 0 | 0 | 0 |  | 0 | 0 | 0 | 0 | 0 | 0 | 0 |  | 0 | 0 |  | 0 |  | 0
0.16674 | 0 | 0 | 0 |  | 0 | 0 | 0 | 0 | 0 | 0 | 0 |  | 0 | 0 |  | 0 |  | 0
0.12678 | 0 | 0 | 0 |  | 0 | 0 | 0 | 0 | 0 | 0 | 0 |  | 0 | 0 |  | 0 |  | 0
0.48862 | 0 | 0 | 0 |  | 0 | 0 | 0 | 0 | 0 | 0 | 0 |  | 0 | 0 |  | 0 |  | 0
0.64888 | 0 | 0 | 0 |  | 0 | 0 | 0 | 0 | 0 | 0 | 0 |  | 0 | 0 |  | 0 |  | 0
0.68193 | 0 | 0 | 0 |  | 0 | 0 | 0 | 0 | 0 | 0 | 0 |  | 0 | 0 |  | 0 |  | 0
0.99231 | 0 | 0 | 0 |  | 0 | 0 | 0 | 0 | 0 | 0 | 0 |  | 0 | 0 |  | 0 |  | 0
0.62823 | 0 | 0 | 0 |  | 0 | 0 | 0 | 0 | 0 | 0 | 0 |  | 0 | 0 |  | 0 |  | 0
0.45054 | 0 | 0 | 0 |  | 0 | 0 | 0 | 0 | 0 | 0 | 0 |  | 0 | 0 |  | 0 |  | 0
0.66517 | 0 | 0 | 0 |  | 0 | 0 | 0 | 0 | 0 | 0 | 0 |  | 0 | 0 |  | 0 |  | 0
0.85589 | 0 | 0 | 0 |  | 0 | 0 | 0 | 0 | 0 | 0 | 0 |  | 0 | 0 |  | 0 |  | 0
0.36133 | 0 | 0 | 0 |  | 0 | 0 | 0 | 0 | 0 | 0 | 0 |  | 0 | 0 |  | 0 |  | 0
[13 empty] | 0 | 0 |  | 0 |  | 0
[13 empty] | 0 | 0 |  | 0 |  | 0
[13 empty] | 0 | 0 |  | 0 |  | 0
[13 empty] | 0 | 0 |  | 0 |  | 0
[13 empty] | 0 | 0 |  | 0 |  | 0
[13 empty] | 0 | 0 |  | 0 |  | 0
[13 empty] | 0 | 0 |  | 0 |  | 0
[13 empty] | 0 | 0 |  | 0 |  | 0
[13 empty] | 0 | 0 |  | 0 |  | 0
[13 empty] | 0 | 0 |  | 0 |  | 0
[13 empty] | 0 | 0 |  | 0 |  | 0
[13 empty] | 0 | 0 |  | 0 |  | 0
[13 empty] | 0 | 0 |  | 0 |  | 0
[13 empty] | 0 | 0 |  | 0 |  | 0
[13 empty] | 0 | 0 |  | 0 |  | 0
[13 empty] | 0 | 0 |  | 0 |  | 0
[13 empty] | 0 | 0 |  | 0 |  | 0
[13 empty] | 0 | 0 |  | 0 |  | 0
[13 empty] | 0 | 0 |  | 0 |  | 0
[13 empty] | 0 | 0 |  | 0 |  | 0
[13 empty] | 0 | 0 |  | 0 |  | 0
[13 empty] | 0 | 0 |  | 0 |  | 0
[13 empty] | 0 | 0 |  | 0 |  | 0

## Sheet25
bootstrap selection | Standards | Instrument readings | Reading of the unknown | Calculated concentration | X | Y | X*Y | X*X | X^3 | X^4 | X^2y
0.88375 | 0 | 0 | 0 |  | 0 | 0 | 0 | 0 | 0 | 0 | 0
0.081376 | 0 | 0 | 0 |  | 0 | 0 | 0 | 0 | 0 | 0 | 0
0.40578 | 0 | 0 | 0 |  | 0 | 0 | 0 | 0 | 0 | 0 | 0
0.65435 | 0 | 0 | 0 |  | 0 | 0 | 0 | 0 | 0 | 0 | 0
0.96947 | 0 | 0 | 0 |  | 0 | 0 | 0 | 0 | 0 | 0 | 0
0.15476 | 0 | 0 | 0 |  | 0 | 0 | 0 | 0 | 0 | 0 | 0
0.32804 | 0 | 0 | 0 |  | 0 | 0 | 0 | 0 | 0 | 0 | 0
0.78237 | 0 | 0 | 0 |  | 0 | 0 | 0 | 0 | 0 | 0 | 0
0.10806 | 0 | 0 | 0 |  | 0 | 0 | 0 | 0 | 0 | 0 | 0
0.088167 | 0 | 0 | 0 |  | 0 | 0 | 0 | 0 | 0 | 0 | 0
0.95805 | 0 | 0 | 0 |  | 0 | 0 | 0 | 0 | 0 | 0 | 0
0.13054 | 0 | 0 | 0 |  | 0 | 0 | 0 | 0 | 0 | 0 | 0
0.24017 | 0 | 0 | 0 |  | 0 | 0 | 0 | 0 | 0 | 0 | 0
0.20496 | 0 | 0 | 0 |  | 0 | 0 | 0 | 0 | 0 | 0 | 0
0.93273 | 0 | 0 | 0 |  | 0 | 0 | 0 | 0 | 0 | 0 | 0
0.85373 | 0 | 0 | 0 |  | 0 | 0 | 0 | 0 | 0 | 0 | 0
0.61419 | 0 | 0 | 0 |  | 0 | 0 | 0 | 0 | 0 | 0 | 0 | Calculations of the coefficients a,b, and c of the best-fit parabola y=ax^2+bx+c
0.34872 | 0 | 0 | 0 |  | 0 | 0 | 0 | 0 | 0 | 0 | 0 | sums | sumx | sumy | sumxy | sumx2 | sumx3 | sumx4 | sumx2y
0.83836 | 0 | 0 | 0 |  | 0 | 0 | 0 | 0 | 0 | 0 | 0 |  | ?X | ?Y | ?(X*Y) | ?(X*X) | ?(X^3) | ?(X^4) | ?(X^2)*y
0.85052 | 0 | 0 | 0 |  | 0 | 0 | 0 | 0 | 0 | 0 | 0 |  | 0 | 0 | 0 | 0 | 0 | 0 | 0
0.43508 | 0 | 0 | 0 |  | 0 | 0 | 0 | 0 | 0 | 0 | 0 | n | 0 | (number of points (n)
0.70425 | 0 | 0 | 0 |  | 0 | 0 | 0 | 0 | 0 | 0 | 0
0.097388 | 0 | 0 | 0 |  | 0 | 0 | 0 | 0 | 0 | 0 | 0 | D | 0 | Denominator (D)
0.66308 | 0 | 0 | 0 |  | 0 | 0 | 0 | 0 | 0 | 0 | 0 | a= | #DIV/0! | #DIV/0!
0.83165 | 0 | 0 | 0 |  | 0 | 0 | 0 | 0 | 0 | 0 | 0 | b= | #DIV/0!
0.43182 | 0 | 0 | 0 |  | 0 | 0 | 0 | 0 | 0 | 0 | 0 | c= | #DIV/0!
0.41464 | 0 | 0 | 0 |  | 0 | 0 | 0 | 0 | 0 | 0 | 0 | y= | #DIV/0! | X^2 | + | #DIV/0! | x | + | #DIV/0!
0.60708 | 0 | 0 | 0 |  | 0 | 0 | 0 | 0 | 0 | 0 | 0 | R2= | #DIV/0!
0.87776 | 0 | 0 | 0 |  | 0 | 0 | 0 | 0 | 0 | 0 | 0
0.39322 | 0 | 0 | 0 |  | 0 | 0 | 0 | 0 | 0 | 0 | 0 |  | Calculation of R2
0.41863 | 0 | 0 | 0 |  | 0 | 0 | 0 | 0 | 0 | 0 | 0 |  | ?(Y-meany)^2 | PredY |  | ?(Y-PredY)^2 |  | ?(meanY-PredY)^2
0.4489 | 0 | 0 | 0 |  | 0 | 0 | 0 | 0 | 0 | 0 | 0 |  | 0 | 0 |  | 0 |  | 0
0.82036 | 0 | 0 | 0 |  | 0 | 0 | 0 | 0 | 0 | 0 | 0 |  | 0 | 0 |  | 0 |  | 0
0.98721 | 0 | 0 | 0 |  | 0 | 0 | 0 | 0 | 0 | 0 | 0 |  | 0 | 0 |  | 0 |  | 0
0.87575 | 0 | 0 | 0 |  | 0 | 0 | 0 | 0 | 0 | 0 | 0 |  | 0 | 0 |  | 0 |  | 0
0.4101 | 0 | 0 | 0 |  | 0 | 0 | 0 | 0 | 0 | 0 | 0 |  | 0 | 0 |  | 0 |  | 0
0.12689 | 0 | 0 | 0 |  | 0 | 0 | 0 | 0 | 0 | 0 | 0 |  | 0 | 0 |  | 0 |  | 0
0.16143 | 0 | 0 | 0 |  | 0 | 0 | 0 | 0 | 0 | 0 | 0 |  | 0 | 0 |  | 0 |  | 0
0.56673 | 0 | 0 | 0 |  | 0 | 0 | 0 | 0 | 0 | 0 | 0 |  | 0 | 0 |  | 0 |  | 0
0.49594 | 0 | 0 | 0 |  | 0 | 0 | 0 | 0 | 0 | 0 | 0 |  | 0 | 0 |  | 0 |  | 0
0.033384 | 0 | 0 | 0 |  | 0 | 0 | 0 | 0 | 0 | 0 | 0 |  | 0 | 0 |  | 0 |  | 0
0.18296 | 0 | 0 | 0 |  | 0 | 0 | 0 | 0 | 0 | 0 | 0 |  | 0 | 0 |  | 0 |  | 0
0.35426 | 0 | 0 | 0 |  | 0 | 0 | 0 | 0 | 0 | 0 | 0 |  | 0 | 0 |  | 0 |  | 0
0.61072 | 0 | 0 | 0 |  | 0 | 0 | 0 | 0 | 0 | 0 | 0 |  | 0 | 0 |  | 0 |  | 0
0.026794 | 0 | 0 | 0 |  | 0 | 0 | 0 | 0 | 0 | 0 | 0 |  | 0 | 0 |  | 0 |  | 0
[13 empty] | 0 | 0 |  | 0 |  | 0
[13 empty] | 0 | 0 |  | 0 |  | 0
[13 empty] | 0 | 0 |  | 0 |  | 0
[13 empty] | 0 | 0 |  | 0 |  | 0
[13 empty] | 0 | 0 |  | 0 |  | 0
[13 empty] | 0 | 0 |  | 0 |  | 0
[13 empty] | 0 | 0 |  | 0 |  | 0
[13 empty] | 0 | 0 |  | 0 |  | 0
[13 empty] | 0 | 0 |  | 0 |  | 0
[13 empty] | 0 | 0 |  | 0 |  | 0
[13 empty] | 0 | 0 |  | 0 |  | 0
[13 empty] | 0 | 0 |  | 0 |  | 0
[13 empty] | 0 | 0 |  | 0 |  | 0
[13 empty] | 0 | 0 |  | 0 |  | 0
[13 empty] | 0 | 0 |  | 0 |  | 0
[13 empty] | 0 | 0 |  | 0 |  | 0
[13 empty] | 0 | 0 |  | 0 |  | 0
[13 empty] | 0 | 0 |  | 0 |  | 0
[13 empty] | 0 | 0 |  | 0 |  | 0
[13 empty] | 0 | 0 |  | 0 |  | 0
[13 empty] | 0 | 0 |  | 0 |  | 0
[13 empty] | 0 | 0 |  | 0 |  | 0
[13 empty] | 0 | 0 |  | 0 |  | 0

## Sheet26
bootstrap selection | Standards | Instrument readings | Reading of the unknown | Calculated concentration | X | Y | X*Y | X*X | X^3 | X^4 | X^2y
0.34118 | 0 | 0 | 0 |  | 0 | 0 | 0 | 0 | 0 | 0 | 0
0.22036 | 0 | 0 | 0 |  | 0 | 0 | 0 | 0 | 0 | 0 | 0
0.62136 | 0 | 0 | 0 |  | 0 | 0 | 0 | 0 | 0 | 0 | 0
0.32318 | 0 | 0 | 0 |  | 0 | 0 | 0 | 0 | 0 | 0 | 0
0.94734 | 0 | 0 | 0 |  | 0 | 0 | 0 | 0 | 0 | 0 | 0
0.021965 | 0 | 0 | 0 |  | 0 | 0 | 0 | 0 | 0 | 0 | 0
0.85694 | 0 | 0 | 0 |  | 0 | 0 | 0 | 0 | 0 | 0 | 0
0.46916 | 0 | 0 | 0 |  | 0 | 0 | 0 | 0 | 0 | 0 | 0
0.77407 | 0 | 0 | 0 |  | 0 | 0 | 0 | 0 | 0 | 0 | 0
0.35482 | 0 | 0 | 0 |  | 0 | 0 | 0 | 0 | 0 | 0 | 0
0.85595 | 0 | 0 | 0 |  | 0 | 0 | 0 | 0 | 0 | 0 | 0
0.36749 | 0 | 0 | 0 |  | 0 | 0 | 0 | 0 | 0 | 0 | 0
0.28615 | 0 | 0 | 0 |  | 0 | 0 | 0 | 0 | 0 | 0 | 0
0.38696 | 0 | 0 | 0 |  | 0 | 0 | 0 | 0 | 0 | 0 | 0
0.60293 | 0 | 0 | 0 |  | 0 | 0 | 0 | 0 | 0 | 0 | 0
0.28863 | 0 | 0 | 0 |  | 0 | 0 | 0 | 0 | 0 | 0 | 0
0.60036 | 0 | 0 | 0 |  | 0 | 0 | 0 | 0 | 0 | 0 | 0 | Calculations of the coefficients a,b, and c of the best-fit parabola y=ax^2+bx+c
0.99149 | 0 | 0 | 0 |  | 0 | 0 | 0 | 0 | 0 | 0 | 0 | sums | sumx | sumy | sumxy | sumx2 | sumx3 | sumx4 | sumx2y
0.26182 | 0 | 0 | 0 |  | 0 | 0 | 0 | 0 | 0 | 0 | 0 |  | ?X | ?Y | ?(X*Y) | ?(X*X) | ?(X^3) | ?(X^4) | ?(X^2)*y
0.6362 | 0 | 0 | 0 |  | 0 | 0 | 0 | 0 | 0 | 0 | 0 |  | 0 | 0 | 0 | 0 | 0 | 0 | 0
0.64406 | 0 | 0 | 0 |  | 0 | 0 | 0 | 0 | 0 | 0 | 0 | n | 0 | (number of points (n)
0.98226 | 0 | 0 | 0 |  | 0 | 0 | 0 | 0 | 0 | 0 | 0
0.72246 | 0 | 0 | 0 |  | 0 | 0 | 0 | 0 | 0 | 0 | 0 | D | 0 | Denominator (D)
0.53537 | 0 | 0 | 0 |  | 0 | 0 | 0 | 0 | 0 | 0 | 0 | a= | #DIV/0! | #DIV/0!
0.34382 | 0 | 0 | 0 |  | 0 | 0 | 0 | 0 | 0 | 0 | 0 | b= | #DIV/0!
0.98885 | 0 | 0 | 0 |  | 0 | 0 | 0 | 0 | 0 | 0 | 0 | c= | #DIV/0!
0.90751 | 0 | 0 | 0 |  | 0 | 0 | 0 | 0 | 0 | 0 | 0 | y= | #DIV/0! | X^2 | + | #DIV/0! | x | + | #DIV/0!
0.713 | 0 | 0 | 0 |  | 0 | 0 | 0 | 0 | 0 | 0 | 0 | R2= | #DIV/0!
0.06821 | 0 | 0 | 0 |  | 0 | 0 | 0 | 0 | 0 | 0 | 0
0.26322 | 0 | 0 | 0 |  | 0 | 0 | 0 | 0 | 0 | 0 | 0 |  | Calculation of R2
0.03468 | 0 | 0 | 0 |  | 0 | 0 | 0 | 0 | 0 | 0 | 0 |  | ?(Y-meany)^2 | PredY |  | ?(Y-PredY)^2 |  | ?(meanY-PredY)^2
0.62896 | 0 | 0 | 0 |  | 0 | 0 | 0 | 0 | 0 | 0 | 0 |  | 0 | 0 |  | 0 |  | 0
0.19043 | 0 | 0 | 0 |  | 0 | 0 | 0 | 0 | 0 | 0 | 0 |  | 0 | 0 |  | 0 |  | 0
0.77262 | 0 | 0 | 0 |  | 0 | 0 | 0 | 0 | 0 | 0 | 0 |  | 0 | 0 |  | 0 |  | 0
0.90963 | 0 | 0 | 0 |  | 0 | 0 | 0 | 0 | 0 | 0 | 0 |  | 0 | 0 |  | 0 |  | 0
0.9726 | 0 | 0 | 0 |  | 0 | 0 | 0 | 0 | 0 | 0 | 0 |  | 0 | 0 |  | 0 |  | 0
0.18775 | 0 | 0 | 0 |  | 0 | 0 | 0 | 0 | 0 | 0 | 0 |  | 0 | 0 |  | 0 |  | 0
0.95472 | 0 | 0 | 0 |  | 0 | 0 | 0 | 0 | 0 | 0 | 0 |  | 0 | 0 |  | 0 |  | 0
0.78538 | 0 | 0 | 0 |  | 0 | 0 | 0 | 0 | 0 | 0 | 0 |  | 0 | 0 |  | 0 |  | 0
0.60227 | 0 | 0 | 0 |  | 0 | 0 | 0 | 0 | 0 | 0 | 0 |  | 0 | 0 |  | 0 |  | 0
0.56488 | 0 | 0 | 0 |  | 0 | 0 | 0 | 0 | 0 | 0 | 0 |  | 0 | 0 |  | 0 |  | 0
0.31831 | 0 | 0 | 0 |  | 0 | 0 | 0 | 0 | 0 | 0 | 0 |  | 0 | 0 |  | 0 |  | 0
0.93545 | 0 | 0 | 0 |  | 0 | 0 | 0 | 0 | 0 | 0 | 0 |  | 0 | 0 |  | 0 |  | 0
0.35788 | 0 | 0 | 0 |  | 0 | 0 | 0 | 0 | 0 | 0 | 0 |  | 0 | 0 |  | 0 |  | 0
0.048187 | 0 | 0 | 0 |  | 0 | 0 | 0 | 0 | 0 | 0 | 0 |  | 0 | 0 |  | 0 |  | 0
[13 empty] | 0 | 0 |  | 0 |  | 0
[13 empty] | 0 | 0 |  | 0 |  | 0
[13 empty] | 0 | 0 |  | 0 |  | 0
[13 empty] | 0 | 0 |  | 0 |  | 0
[13 empty] | 0 | 0 |  | 0 |  | 0
[13 empty] | 0 | 0 |  | 0 |  | 0
[13 empty] | 0 | 0 |  | 0 |  | 0
[13 empty] | 0 | 0 |  | 0 |  | 0
[13 empty] | 0 | 0 |  | 0 |  | 0
[13 empty] | 0 | 0 |  | 0 |  | 0
[13 empty] | 0 | 0 |  | 0 |  | 0
[13 empty] | 0 | 0 |  | 0 |  | 0
[13 empty] | 0 | 0 |  | 0 |  | 0
[13 empty] | 0 | 0 |  | 0 |  | 0
[13 empty] | 0 | 0 |  | 0 |  | 0
[13 empty] | 0 | 0 |  | 0 |  | 0
[13 empty] | 0 | 0 |  | 0 |  | 0
[13 empty] | 0 | 0 |  | 0 |  | 0
[13 empty] | 0 | 0 |  | 0 |  | 0
[13 empty] | 0 | 0 |  | 0 |  | 0
[13 empty] | 0 | 0 |  | 0 |  | 0
[13 empty] | 0 | 0 |  | 0 |  | 0
[13 empty] | 0 | 0 |  | 0 |  | 0

## Sheet27
bootstrap selection | Standards | Instrument readings | Reading of the unknown | Calculated concentration | X | Y | X*Y | X*X | X^3 | X^4 | X^2y
0.38387 | 0 | 0 | 0 |  | 0 | 0 | 0 | 0 | 0 | 0 | 0
0.22194 | 0 | 0 | 0 |  | 0 | 0 | 0 | 0 | 0 | 0 | 0
0.67472 | 0 | 0 | 0 |  | 0 | 0 | 0 | 0 | 0 | 0 | 0
0.091938 | 0 | 0 | 0 |  | 0 | 0 | 0 | 0 | 0 | 0 | 0
0.76838 | 0 | 0 | 0 |  | 0 | 0 | 0 | 0 | 0 | 0 | 0
0.9782 | 0 | 0 | 0 |  | 0 | 0 | 0 | 0 | 0 | 0 | 0
0.14342 | 0 | 0 | 0 |  | 0 | 0 | 0 | 0 | 0 | 0 | 0
0.054762 | 0 | 0 | 0 |  | 0 | 0 | 0 | 0 | 0 | 0 | 0
0.79073 | 0 | 0 | 0 |  | 0 | 0 | 0 | 0 | 0 | 0 | 0
0.33077 | 0 | 0 | 0 |  | 0 | 0 | 0 | 0 | 0 | 0 | 0
0.1707 | 0 | 0 | 0 |  | 0 | 0 | 0 | 0 | 0 | 0 | 0
0.089277 | 0 | 0 | 0 |  | 0 | 0 | 0 | 0 | 0 | 0 | 0
0.56707 | 0 | 0 | 0 |  | 0 | 0 | 0 | 0 | 0 | 0 | 0
0.372 | 0 | 0 | 0 |  | 0 | 0 | 0 | 0 | 0 | 0 | 0
0.26161 | 0 | 0 | 0 |  | 0 | 0 | 0 | 0 | 0 | 0 | 0
0.027813 | 0 | 0 | 0 |  | 0 | 0 | 0 | 0 | 0 | 0 | 0
0.40438 | 0 | 0 | 0 |  | 0 | 0 | 0 | 0 | 0 | 0 | 0 | Calculations of the coefficients a,b, and c of the best-fit parabola y=ax^2+bx+c
0.84667 | 0 | 0 | 0 |  | 0 | 0 | 0 | 0 | 0 | 0 | 0 | sums | sumx | sumy | sumxy | sumx2 | sumx3 | sumx4 | sumx2y
0.42431 | 0 | 0 | 0 |  | 0 | 0 | 0 | 0 | 0 | 0 | 0 |  | ?X | ?Y | ?(X*Y) | ?(X*X) | ?(X^3) | ?(X^4) | ?(X^2)*y
0.71448 | 0 | 0 | 0 |  | 0 | 0 | 0 | 0 | 0 | 0 | 0 |  | 0 | 0 | 0 | 0 | 0 | 0 | 0
0.83046 | 0 | 0 | 0 |  | 0 | 0 | 0 | 0 | 0 | 0 | 0 | n | 0 | (number of points (n)
0.70377 | 0 | 0 | 0 |  | 0 | 0 | 0 | 0 | 0 | 0 | 0
0.66512 | 0 | 0 | 0 |  | 0 | 0 | 0 | 0 | 0 | 0 | 0 | D | 0 | Denominator (D)
0.87701 | 0 | 0 | 0 |  | 0 | 0 | 0 | 0 | 0 | 0 | 0 | a= | #DIV/0! | #DIV/0!
0.96204 | 0 | 0 | 0 |  | 0 | 0 | 0 | 0 | 0 | 0 | 0 | b= | #DIV/0!
0.20739 | 0 | 0 | 0 |  | 0 | 0 | 0 | 0 | 0 | 0 | 0 | c= | #DIV/0!
0.48036 | 0 | 0 | 0 |  | 0 | 0 | 0 | 0 | 0 | 0 | 0 | y= | #DIV/0! | X^2 | + | #DIV/0! | x | + | #DIV/0!
0.37218 | 0 | 0 | 0 |  | 0 | 0 | 0 | 0 | 0 | 0 | 0 | R2= | #DIV/0!
0.59241 | 0 | 0 | 0 |  | 0 | 0 | 0 | 0 | 0 | 0 | 0
0.2547 | 0 | 0 | 0 |  | 0 | 0 | 0 | 0 | 0 | 0 | 0 |  | Calculation of R2
0.73517 | 0 | 0 | 0 |  | 0 | 0 | 0 | 0 | 0 | 0 | 0 |  | ?(Y-meany)^2 | PredY |  | ?(Y-PredY)^2 |  | ?(meanY-PredY)^2
0.69879 | 0 | 0 | 0 |  | 0 | 0 | 0 | 0 | 0 | 0 | 0 |  | 0 | 0 |  | 0 |  | 0
0.27513 | 0 | 0 | 0 |  | 0 | 0 | 0 | 0 | 0 | 0 | 0 |  | 0 | 0 |  | 0 |  | 0
0.55054 | 0 | 0 | 0 |  | 0 | 0 | 0 | 0 | 0 | 0 | 0 |  | 0 | 0 |  | 0 |  | 0
0.92818 | 0 | 0 | 0 |  | 0 | 0 | 0 | 0 | 0 | 0 | 0 |  | 0 | 0 |  | 0 |  | 0
0.89984 | 0 | 0 | 0 |  | 0 | 0 | 0 | 0 | 0 | 0 | 0 |  | 0 | 0 |  | 0 |  | 0
0.77079 | 0 | 0 | 0 |  | 0 | 0 | 0 | 0 | 0 | 0 | 0 |  | 0 | 0 |  | 0 |  | 0
0.14439 | 0 | 0 | 0 |  | 0 | 0 | 0 | 0 | 0 | 0 | 0 |  | 0 | 0 |  | 0 |  | 0
0.18149 | 0 | 0 | 0 |  | 0 | 0 | 0 | 0 | 0 | 0 | 0 |  | 0 | 0 |  | 0 |  | 0
0.0010321 | 0 | 0 | 0 |  | 0 | 0 | 0 | 0 | 0 | 0 | 0 |  | 0 | 0 |  | 0 |  | 0
0.1548 | 0 | 0 | 0 |  | 0 | 0 | 0 | 0 | 0 | 0 | 0 |  | 0 | 0 |  | 0 |  | 0
0.38069 | 0 | 0 | 0 |  | 0 | 0 | 0 | 0 | 0 | 0 | 0 |  | 0 | 0 |  | 0 |  | 0
0.64242 | 0 | 0 | 0 |  | 0 | 0 | 0 | 0 | 0 | 0 | 0 |  | 0 | 0 |  | 0 |  | 0
0.17844 | 0 | 0 | 0 |  | 0 | 0 | 0 | 0 | 0 | 0 | 0 |  | 0 | 0 |  | 0 |  | 0
0.89504 | 0 | 0 | 0 |  | 0 | 0 | 0 | 0 | 0 | 0 | 0 |  | 0 | 0 |  | 0 |  | 0
[13 empty] | 0 | 0 |  | 0 |  | 0
[13 empty] | 0 | 0 |  | 0 |  | 0
[13 empty] | 0 | 0 |  | 0 |  | 0
[13 empty] | 0 | 0 |  | 0 |  | 0
[13 empty] | 0 | 0 |  | 0 |  | 0
[13 empty] | 0 | 0 |  | 0 |  | 0
[13 empty] | 0 | 0 |  | 0 |  | 0
[13 empty] | 0 | 0 |  | 0 |  | 0
[13 empty] | 0 | 0 |  | 0 |  | 0
[13 empty] | 0 | 0 |  | 0 |  | 0
[13 empty] | 0 | 0 |  | 0 |  | 0
[13 empty] | 0 | 0 |  | 0 |  | 0
[13 empty] | 0 | 0 |  | 0 |  | 0
[13 empty] | 0 | 0 |  | 0 |  | 0
[13 empty] | 0 | 0 |  | 0 |  | 0
[13 empty] | 0 | 0 |  | 0 |  | 0
[13 empty] | 0 | 0 |  | 0 |  | 0
[13 empty] | 0 | 0 |  | 0 |  | 0
[13 empty] | 0 | 0 |  | 0 |  | 0
[13 empty] | 0 | 0 |  | 0 |  | 0
[13 empty] | 0 | 0 |  | 0 |  | 0
[13 empty] | 0 | 0 |  | 0 |  | 0
[13 empty] | 0 | 0 |  | 0 |  | 0

## Sheet28
bootstrap selection | Standards | Instrument readings | Reading of the unknown | Calculated concentration | X | Y | X*Y | X*X | X^3 | X^4 | X^2y
0.7751 | 0 | 0 | 0 |  | 0 | 0 | 0 | 0 | 0 | 0 | 0
0.99385 | 0 | 0 | 0 |  | 0 | 0 | 0 | 0 | 0 | 0 | 0
0.73776 | 0 | 0 | 0 |  | 0 | 0 | 0 | 0 | 0 | 0 | 0
0.20805 | 0 | 0 | 0 |  | 0 | 0 | 0 | 0 | 0 | 0 | 0
0.56159 | 0 | 0 | 0 |  | 0 | 0 | 0 | 0 | 0 | 0 | 0
0.67548 | 0 | 0 | 0 |  | 0 | 0 | 0 | 0 | 0 | 0 | 0
0.86658 | 0 | 0 | 0 |  | 0 | 0 | 0 | 0 | 0 | 0 | 0
0.48804 | 0 | 0 | 0 |  | 0 | 0 | 0 | 0 | 0 | 0 | 0
0.25732 | 0 | 0 | 0 |  | 0 | 0 | 0 | 0 | 0 | 0 | 0
0.74447 | 0 | 0 | 0 |  | 0 | 0 | 0 | 0 | 0 | 0 | 0
0.91235 | 0 | 0 | 0 |  | 0 | 0 | 0 | 0 | 0 | 0 | 0
0.80828 | 0 | 0 | 0 |  | 0 | 0 | 0 | 0 | 0 | 0 | 0
0.7875 | 0 | 0 | 0 |  | 0 | 0 | 0 | 0 | 0 | 0 | 0
0.90346 | 0 | 0 | 0 |  | 0 | 0 | 0 | 0 | 0 | 0 | 0
0.45605 | 0 | 0 | 0 |  | 0 | 0 | 0 | 0 | 0 | 0 | 0
0.35778 | 0 | 0 | 0 |  | 0 | 0 | 0 | 0 | 0 | 0 | 0
0.92931 | 0 | 0 | 0 |  | 0 | 0 | 0 | 0 | 0 | 0 | 0 | Calculations of the coefficients a,b, and c of the best-fit parabola y=ax^2+bx+c
0.65164 | 0 | 0 | 0 |  | 0 | 0 | 0 | 0 | 0 | 0 | 0 | sums | sumx | sumy | sumxy | sumx2 | sumx3 | sumx4 | sumx2y
0.90839 | 0 | 0 | 0 |  | 0 | 0 | 0 | 0 | 0 | 0 | 0 |  | ?X | ?Y | ?(X*Y) | ?(X*X) | ?(X^3) | ?(X^4) | ?(X^2)*y
0.23447 | 0 | 0 | 0 |  | 0 | 0 | 0 | 0 | 0 | 0 | 0 |  | 0 | 0 | 0 | 0 | 0 | 0 | 0
0.40723 | 0 | 0 | 0 |  | 0 | 0 | 0 | 0 | 0 | 0 | 0 | n | 0 | (number of points (n)
0.79624 | 0 | 0 | 0 |  | 0 | 0 | 0 | 0 | 0 | 0 | 0
0.18862 | 0 | 0 | 0 |  | 0 | 0 | 0 | 0 | 0 | 0 | 0 | D | 0 | Denominator (D)
0.20784 | 0 | 0 | 0 |  | 0 | 0 | 0 | 0 | 0 | 0 | 0 | a= | #DIV/0! | #DIV/0!
0.36632 | 0 | 0 | 0 |  | 0 | 0 | 0 | 0 | 0 | 0 | 0 | b= | #DIV/0!
0.61284 | 0 | 0 | 0 |  | 0 | 0 | 0 | 0 | 0 | 0 | 0 | c= | #DIV/0!
0.84076 | 0 | 0 | 0 |  | 0 | 0 | 0 | 0 | 0 | 0 | 0 | y= | #DIV/0! | X^2 | + | #DIV/0! | x | + | #DIV/0!
0.13684 | 0 | 0 | 0 |  | 0 | 0 | 0 | 0 | 0 | 0 | 0 | R2= | #DIV/0!
0.22416 | 0 | 0 | 0 |  | 0 | 0 | 0 | 0 | 0 | 0 | 0
0.99119 | 0 | 0 | 0 |  | 0 | 0 | 0 | 0 | 0 | 0 | 0 |  | Calculation of R2
0.71722 | 0 | 0 | 0 |  | 0 | 0 | 0 | 0 | 0 | 0 | 0 |  | ?(Y-meany)^2 | PredY |  | ?(Y-PredY)^2 |  | ?(meanY-PredY)^2
0.7976 | 0 | 0 | 0 |  | 0 | 0 | 0 | 0 | 0 | 0 | 0 |  | 0 | 0 |  | 0 |  | 0
0.49233 | 0 | 0 | 0 |  | 0 | 0 | 0 | 0 | 0 | 0 | 0 |  | 0 | 0 |  | 0 |  | 0
0.2318 | 0 | 0 | 0 |  | 0 | 0 | 0 | 0 | 0 | 0 | 0 |  | 0 | 0 |  | 0 |  | 0
0.9708 | 0 | 0 | 0 |  | 0 | 0 | 0 | 0 | 0 | 0 | 0 |  | 0 | 0 |  | 0 |  | 0
0.21798 | 0 | 0 | 0 |  | 0 | 0 | 0 | 0 | 0 | 0 | 0 |  | 0 | 0 |  | 0 |  | 0
0.81745 | 0 | 0 | 0 |  | 0 | 0 | 0 | 0 | 0 | 0 | 0 |  | 0 | 0 |  | 0 |  | 0
0.99775 | 0 | 0 | 0 |  | 0 | 0 | 0 | 0 | 0 | 0 | 0 |  | 0 | 0 |  | 0 |  | 0
0.90996 | 0 | 0 | 0 |  | 0 | 0 | 0 | 0 | 0 | 0 | 0 |  | 0 | 0 |  | 0 |  | 0
0.55093 | 0 | 0 | 0 |  | 0 | 0 | 0 | 0 | 0 | 0 | 0 |  | 0 | 0 |  | 0 |  | 0
0.81796 | 0 | 0 | 0 |  | 0 | 0 | 0 | 0 | 0 | 0 | 0 |  | 0 | 0 |  | 0 |  | 0
0.096788 | 0 | 0 | 0 |  | 0 | 0 | 0 | 0 | 0 | 0 | 0 |  | 0 | 0 |  | 0 |  | 0
0.9229 | 0 | 0 | 0 |  | 0 | 0 | 0 | 0 | 0 | 0 | 0 |  | 0 | 0 |  | 0 |  | 0
0.65892 | 0 | 0 | 0 |  | 0 | 0 | 0 | 0 | 0 | 0 | 0 |  | 0 | 0 |  | 0 |  | 0
0.53951 | 0 | 0 | 0 |  | 0 | 0 | 0 | 0 | 0 | 0 | 0 |  | 0 | 0 |  | 0 |  | 0
[13 empty] | 0 | 0 |  | 0 |  | 0
[13 empty] | 0 | 0 |  | 0 |  | 0
[13 empty] | 0 | 0 |  | 0 |  | 0
[13 empty] | 0 | 0 |  | 0 |  | 0
[13 empty] | 0 | 0 |  | 0 |  | 0
[13 empty] | 0 | 0 |  | 0 |  | 0
[13 empty] | 0 | 0 |  | 0 |  | 0
[13 empty] | 0 | 0 |  | 0 |  | 0
[13 empty] | 0 | 0 |  | 0 |  | 0
[13 empty] | 0 | 0 |  | 0 |  | 0
[13 empty] | 0 | 0 |  | 0 |  | 0
[13 empty] | 0 | 0 |  | 0 |  | 0
[13 empty] | 0 | 0 |  | 0 |  | 0
[13 empty] | 0 | 0 |  | 0 |  | 0
[13 empty] | 0 | 0 |  | 0 |  | 0
[13 empty] | 0 | 0 |  | 0 |  | 0
[13 empty] | 0 | 0 |  | 0 |  | 0
[13 empty] | 0 | 0 |  | 0 |  | 0
[13 empty] | 0 | 0 |  | 0 |  | 0
[13 empty] | 0 | 0 |  | 0 |  | 0
[13 empty] | 0 | 0 |  | 0 |  | 0
[13 empty] | 0 | 0 |  | 0 |  | 0
[13 empty] | 0 | 0 |  | 0 |  | 0

## Sheet29
bootstrap selection | Standards | Instrument readings | Reading of the unknown | Calculated concentration | X | Y | X*Y | X*X | X^3 | X^4 | X^2y
0.74108 | 0 | 0 | 0 |  | 0 | 0 | 0 | 0 | 0 | 0 | 0
0.80827 | 0 | 0 | 0 |  | 0 | 0 | 0 | 0 | 0 | 0 | 0
0.059717 | 0 | 0 | 0 |  | 0 | 0 | 0 | 0 | 0 | 0 | 0
0.21464 | 0 | 0 | 0 |  | 0 | 0 | 0 | 0 | 0 | 0 | 0
0.55775 | 0 | 0 | 0 |  | 0 | 0 | 0 | 0 | 0 | 0 | 0
0.95764 | 0 | 0 | 0 |  | 0 | 0 | 0 | 0 | 0 | 0 | 0
0.78368 | 0 | 0 | 0 |  | 0 | 0 | 0 | 0 | 0 | 0 | 0
0.91119 | 0 | 0 | 0 |  | 0 | 0 | 0 | 0 | 0 | 0 | 0
0.38617 | 0 | 0 | 0 |  | 0 | 0 | 0 | 0 | 0 | 0 | 0
0.52746 | 0 | 0 | 0 |  | 0 | 0 | 0 | 0 | 0 | 0 | 0
0.8164 | 0 | 0 | 0 |  | 0 | 0 | 0 | 0 | 0 | 0 | 0
0.42227 | 0 | 0 | 0 |  | 0 | 0 | 0 | 0 | 0 | 0 | 0
0.67144 | 0 | 0 | 0 |  | 0 | 0 | 0 | 0 | 0 | 0 | 0
0.78637 | 0 | 0 | 0 |  | 0 | 0 | 0 | 0 | 0 | 0 | 0
0.084007 | 0 | 0 | 0 |  | 0 | 0 | 0 | 0 | 0 | 0 | 0
0.040263 | 0 | 0 | 0 |  | 0 | 0 | 0 | 0 | 0 | 0 | 0
0.29786 | 0 | 0 | 0 |  | 0 | 0 | 0 | 0 | 0 | 0 | 0 | Calculations of the coefficients a,b, and c of the best-fit parabola y=ax^2+bx+c
0.6399 | 0 | 0 | 0 |  | 0 | 0 | 0 | 0 | 0 | 0 | 0 | sums | sumx | sumy | sumxy | sumx2 | sumx3 | sumx4 | sumx2y
0.30957 | 0 | 0 | 0 |  | 0 | 0 | 0 | 0 | 0 | 0 | 0 |  | ?X | ?Y | ?(X*Y) | ?(X*X) | ?(X^3) | ?(X^4) | ?(X^2)*y
0.19701 | 0 | 0 | 0 |  | 0 | 0 | 0 | 0 | 0 | 0 | 0 |  | 0 | 0 | 0 | 0 | 0 | 0 | 0
0.74671 | 0 | 0 | 0 |  | 0 | 0 | 0 | 0 | 0 | 0 | 0 | n | 0 | (number of points (n)
0.99749 | 0 | 0 | 0 |  | 0 | 0 | 0 | 0 | 0 | 0 | 0
0.51688 | 0 | 0 | 0 |  | 0 | 0 | 0 | 0 | 0 | 0 | 0 | D | 0 | Denominator (D)
0.72349 | 0 | 0 | 0 |  | 0 | 0 | 0 | 0 | 0 | 0 | 0 | a= | #DIV/0! | #DIV/0!
0.072062 | 0 | 0 | 0 |  | 0 | 0 | 0 | 0 | 0 | 0 | 0 | b= | #DIV/0!
0.91068 | 0 | 0 | 0 |  | 0 | 0 | 0 | 0 | 0 | 0 | 0 | c= | #DIV/0!
0.9736 | 0 | 0 | 0 |  | 0 | 0 | 0 | 0 | 0 | 0 | 0 | y= | #DIV/0! | X^2 | + | #DIV/0! | x | + | #DIV/0!
0.79099 | 0 | 0 | 0 |  | 0 | 0 | 0 | 0 | 0 | 0 | 0 | R2= | #DIV/0!
0.090226 | 0 | 0 | 0 |  | 0 | 0 | 0 | 0 | 0 | 0 | 0
0.64985 | 0 | 0 | 0 |  | 0 | 0 | 0 | 0 | 0 | 0 | 0 |  | Calculation of R2
0.74324 | 0 | 0 | 0 |  | 0 | 0 | 0 | 0 | 0 | 0 | 0 |  | ?(Y-meany)^2 | PredY |  | ?(Y-PredY)^2 |  | ?(meanY-PredY)^2
0.22607 | 0 | 0 | 0 |  | 0 | 0 | 0 | 0 | 0 | 0 | 0 |  | 0 | 0 |  | 0 |  | 0
0.31697 | 0 | 0 | 0 |  | 0 | 0 | 0 | 0 | 0 | 0 | 0 |  | 0 | 0 |  | 0 |  | 0
0.39201 | 0 | 0 | 0 |  | 0 | 0 | 0 | 0 | 0 | 0 | 0 |  | 0 | 0 |  | 0 |  | 0
0.4593 | 0 | 0 | 0 |  | 0 | 0 | 0 | 0 | 0 | 0 | 0 |  | 0 | 0 |  | 0 |  | 0
0.8503 | 0 | 0 | 0 |  | 0 | 0 | 0 | 0 | 0 | 0 | 0 |  | 0 | 0 |  | 0 |  | 0
0.72853 | 0 | 0 | 0 |  | 0 | 0 | 0 | 0 | 0 | 0 | 0 |  | 0 | 0 |  | 0 |  | 0
0.49137 | 0 | 0 | 0 |  | 0 | 0 | 0 | 0 | 0 | 0 | 0 |  | 0 | 0 |  | 0 |  | 0
0.25666 | 0 | 0 | 0 |  | 0 | 0 | 0 | 0 | 0 | 0 | 0 |  | 0 | 0 |  | 0 |  | 0
0.66915 | 0 | 0 | 0 |  | 0 | 0 | 0 | 0 | 0 | 0 | 0 |  | 0 | 0 |  | 0 |  | 0
0.11881 | 0 | 0 | 0 |  | 0 | 0 | 0 | 0 | 0 | 0 | 0 |  | 0 | 0 |  | 0 |  | 0
0.77651 | 0 | 0 | 0 |  | 0 | 0 | 0 | 0 | 0 | 0 | 0 |  | 0 | 0 |  | 0 |  | 0
0.92045 | 0 | 0 | 0 |  | 0 | 0 | 0 | 0 | 0 | 0 | 0 |  | 0 | 0 |  | 0 |  | 0
0.57266 | 0 | 0 | 0 |  | 0 | 0 | 0 | 0 | 0 | 0 | 0 |  | 0 | 0 |  | 0 |  | 0
0.61581 | 0 | 0 | 0 |  | 0 | 0 | 0 | 0 | 0 | 0 | 0 |  | 0 | 0 |  | 0 |  | 0
[13 empty] | 0 | 0 |  | 0 |  | 0
[13 empty] | 0 | 0 |  | 0 |  | 0
[13 empty] | 0 | 0 |  | 0 |  | 0
[13 empty] | 0 | 0 |  | 0 |  | 0
[13 empty] | 0 | 0 |  | 0 |  | 0
[13 empty] | 0 | 0 |  | 0 |  | 0
[13 empty] | 0 | 0 |  | 0 |  | 0
[13 empty] | 0 | 0 |  | 0 |  | 0
[13 empty] | 0 | 0 |  | 0 |  | 0
[13 empty] | 0 | 0 |  | 0 |  | 0
[13 empty] | 0 | 0 |  | 0 |  | 0
[13 empty] | 0 | 0 |  | 0 |  | 0
[13 empty] | 0 | 0 |  | 0 |  | 0
[13 empty] | 0 | 0 |  | 0 |  | 0
[13 empty] | 0 | 0 |  | 0 |  | 0
[13 empty] | 0 | 0 |  | 0 |  | 0
[13 empty] | 0 | 0 |  | 0 |  | 0
[13 empty] | 0 | 0 |  | 0 |  | 0
[13 empty] | 0 | 0 |  | 0 |  | 0
[13 empty] | 0 | 0 |  | 0 |  | 0
[13 empty] | 0 | 0 |  | 0 |  | 0
[13 empty] | 0 | 0 |  | 0 |  | 0
[13 empty] | 0 | 0 |  | 0 |  | 0

## Sheet30
bootstrap selection | Standards | Instrument readings | Reading of the unknown | Calculated concentration | X | Y | X*Y | X*X | X^3 | X^4 | X^2y
0.27548 | 0 | 0 | 0 |  | 0 | 0 | 0 | 0 | 0 | 0 | 0
0.46155 | 0 | 0 | 0 |  | 0 | 0 | 0 | 0 | 0 | 0 | 0
0.65935 | 0 | 0 | 0 |  | 0 | 0 | 0 | 0 | 0 | 0 | 0
0.18566 | 0 | 0 | 0 |  | 0 | 0 | 0 | 0 | 0 | 0 | 0
0.48338 | 0 | 0 | 0 |  | 0 | 0 | 0 | 0 | 0 | 0 | 0
0.95214 | 0 | 0 | 0 |  | 0 | 0 | 0 | 0 | 0 | 0 | 0
0.39912 | 0 | 0 | 0 |  | 0 | 0 | 0 | 0 | 0 | 0 | 0
0.49797 | 0 | 0 | 0 |  | 0 | 0 | 0 | 0 | 0 | 0 | 0
0.24082 | 0 | 0 | 0 |  | 0 | 0 | 0 | 0 | 0 | 0 | 0
0.52195 | 0 | 0 | 0 |  | 0 | 0 | 0 | 0 | 0 | 0 | 0
0.48462 | 0 | 0 | 0 |  | 0 | 0 | 0 | 0 | 0 | 0 | 0
0.39268 | 0 | 0 | 0 |  | 0 | 0 | 0 | 0 | 0 | 0 | 0
0.443 | 0 | 0 | 0 |  | 0 | 0 | 0 | 0 | 0 | 0 | 0
0.071683 | 0 | 0 | 0 |  | 0 | 0 | 0 | 0 | 0 | 0 | 0
0.10038 | 0 | 0 | 0 |  | 0 | 0 | 0 | 0 | 0 | 0 | 0
0.85319 | 0 | 0 | 0 |  | 0 | 0 | 0 | 0 | 0 | 0 | 0
0.19998 | 0 | 0 | 0 |  | 0 | 0 | 0 | 0 | 0 | 0 | 0 | Calculations of the coefficients a,b, and c of the best-fit parabola y=ax^2+bx+c
0.87194 | 0 | 0 | 0 |  | 0 | 0 | 0 | 0 | 0 | 0 | 0 | sums | sumx | sumy | sumxy | sumx2 | sumx3 | sumx4 | sumx2y
0.91348 | 0 | 0 | 0 |  | 0 | 0 | 0 | 0 | 0 | 0 | 0 |  | ?X | ?Y | ?(X*Y) | ?(X*X) | ?(X^3) | ?(X^4) | ?(X^2)*y
0.086513 | 0 | 0 | 0 |  | 0 | 0 | 0 | 0 | 0 | 0 | 0 |  | 0 | 0 | 0 | 0 | 0 | 0 | 0
0.97692 | 0 | 0 | 0 |  | 0 | 0 | 0 | 0 | 0 | 0 | 0 | n | 0 | (number of points (n)
0.54477 | 0 | 0 | 0 |  | 0 | 0 | 0 | 0 | 0 | 0 | 0
0.85328 | 0 | 0 | 0 |  | 0 | 0 | 0 | 0 | 0 | 0 | 0 | D | 0 | Denominator (D)
0.1404 | 0 | 0 | 0 |  | 0 | 0 | 0 | 0 | 0 | 0 | 0 | a= | #DIV/0! | #DIV/0!
0.50875 | 0 | 0 | 0 |  | 0 | 0 | 0 | 0 | 0 | 0 | 0 | b= | #DIV/0!
0.098665 | 0 | 0 | 0 |  | 0 | 0 | 0 | 0 | 0 | 0 | 0 | c= | #DIV/0!
0.56729 | 0 | 0 | 0 |  | 0 | 0 | 0 | 0 | 0 | 0 | 0 | y= | #DIV/0! | X^2 | + | #DIV/0! | x | + | #DIV/0!
0.64609 | 0 | 0 | 0 |  | 0 | 0 | 0 | 0 | 0 | 0 | 0 | R2= | #DIV/0!
0.31571 | 0 | 0 | 0 |  | 0 | 0 | 0 | 0 | 0 | 0 | 0
0.12148 | 0 | 0 | 0 |  | 0 | 0 | 0 | 0 | 0 | 0 | 0 |  | Calculation of R2
0.31949 | 0 | 0 | 0 |  | 0 | 0 | 0 | 0 | 0 | 0 | 0 |  | ?(Y-meany)^2 | PredY |  | ?(Y-PredY)^2 |  | ?(meanY-PredY)^2
0.73105 | 0 | 0 | 0 |  | 0 | 0 | 0 | 0 | 0 | 0 | 0 |  | 0 | 0 |  | 0 |  | 0
0.82859 | 0 | 0 | 0 |  | 0 | 0 | 0 | 0 | 0 | 0 | 0 |  | 0 | 0 |  | 0 |  | 0
0.21632 | 0 | 0 | 0 |  | 0 | 0 | 0 | 0 | 0 | 0 | 0 |  | 0 | 0 |  | 0 |  | 0
0.31153 | 0 | 0 | 0 |  | 0 | 0 | 0 | 0 | 0 | 0 | 0 |  | 0 | 0 |  | 0 |  | 0
0.031968 | 0 | 0 | 0 |  | 0 | 0 | 0 | 0 | 0 | 0 | 0 |  | 0 | 0 |  | 0 |  | 0
0.76084 | 0 | 0 | 0 |  | 0 | 0 | 0 | 0 | 0 | 0 | 0 |  | 0 | 0 |  | 0 |  | 0
0.028538 | 0 | 0 | 0 |  | 0 | 0 | 0 | 0 | 0 | 0 | 0 |  | 0 | 0 |  | 0 |  | 0
0.2229 | 0 | 0 | 0 |  | 0 | 0 | 0 | 0 | 0 | 0 | 0 |  | 0 | 0 |  | 0 |  | 0
0.75969 | 0 | 0 | 0 |  | 0 | 0 | 0 | 0 | 0 | 0 | 0 |  | 0 | 0 |  | 0 |  | 0
0.48099 | 0 | 0 | 0 |  | 0 | 0 | 0 | 0 | 0 | 0 | 0 |  | 0 | 0 |  | 0 |  | 0
0.39502 | 0 | 0 | 0 |  | 0 | 0 | 0 | 0 | 0 | 0 | 0 |  | 0 | 0 |  | 0 |  | 0
0.55857 | 0 | 0 | 0 |  | 0 | 0 | 0 | 0 | 0 | 0 | 0 |  | 0 | 0 |  | 0 |  | 0
0.093369 | 0 | 0 | 0 |  | 0 | 0 | 0 | 0 | 0 | 0 | 0 |  | 0 | 0 |  | 0 |  | 0
0.64329 | 0 | 0 | 0 |  | 0 | 0 | 0 | 0 | 0 | 0 | 0 |  | 0 | 0 |  | 0 |  | 0
[13 empty] | 0 | 0 |  | 0 |  | 0
[13 empty] | 0 | 0 |  | 0 |  | 0
[13 empty] | 0 | 0 |  | 0 |  | 0
[13 empty] | 0 | 0 |  | 0 |  | 0
[13 empty] | 0 | 0 |  | 0 |  | 0
[13 empty] | 0 | 0 |  | 0 |  | 0
[13 empty] | 0 | 0 |  | 0 |  | 0
[13 empty] | 0 | 0 |  | 0 |  | 0
[13 empty] | 0 | 0 |  | 0 |  | 0
[13 empty] | 0 | 0 |  | 0 |  | 0
[13 empty] | 0 | 0 |  | 0 |  | 0
[13 empty] | 0 | 0 |  | 0 |  | 0
[13 empty] | 0 | 0 |  | 0 |  | 0
[13 empty] | 0 | 0 |  | 0 |  | 0
[13 empty] | 0 | 0 |  | 0 |  | 0
[13 empty] | 0 | 0 |  | 0 |  | 0
[13 empty] | 0 | 0 |  | 0 |  | 0
[13 empty] | 0 | 0 |  | 0 |  | 0
[13 empty] | 0 | 0 |  | 0 |  | 0
[13 empty] | 0 | 0 |  | 0 |  | 0
[13 empty] | 0 | 0 |  | 0 |  | 0
[13 empty] | 0 | 0 |  | 0 |  | 0
[13 empty] | 0 | 0 |  | 0 |  | 0

## Sheet31
bootstrap selection | Standards | Instrument readings | Reading of the unknown | Calculated concentration | X | Y | X*Y | X*X | X^3 | X^4 | X^2y
0.59449 | 0 | 0 | 0 |  | 0 | 0 | 0 | 0 | 0 | 0 | 0
0.12715 | 0 | 0 | 0 |  | 0 | 0 | 0 | 0 | 0 | 0 | 0
0.0054926 | 0 | 0 | 0 |  | 0 | 0 | 0 | 0 | 0 | 0 | 0
0.38671 | 0 | 0 | 0 |  | 0 | 0 | 0 | 0 | 0 | 0 | 0
0.69621 | 0 | 0 | 0 |  | 0 | 0 | 0 | 0 | 0 | 0 | 0
0.88271 | 0 | 0 | 0 |  | 0 | 0 | 0 | 0 | 0 | 0 | 0
0.66888 | 0 | 0 | 0 |  | 0 | 0 | 0 | 0 | 0 | 0 | 0
0.43801 | 0 | 0 | 0 |  | 0 | 0 | 0 | 0 | 0 | 0 | 0
0.015705 | 0 | 0 | 0 |  | 0 | 0 | 0 | 0 | 0 | 0 | 0
0.5159 | 0 | 0 | 0 |  | 0 | 0 | 0 | 0 | 0 | 0 | 0
0.54951 | 0 | 0 | 0 |  | 0 | 0 | 0 | 0 | 0 | 0 | 0
0.86132 | 0 | 0 | 0 |  | 0 | 0 | 0 | 0 | 0 | 0 | 0
0.96574 | 0 | 0 | 0 |  | 0 | 0 | 0 | 0 | 0 | 0 | 0
0.66184 | 0 | 0 | 0 |  | 0 | 0 | 0 | 0 | 0 | 0 | 0
0.19457 | 0 | 0 | 0 |  | 0 | 0 | 0 | 0 | 0 | 0 | 0
0.38011 | 0 | 0 | 0 |  | 0 | 0 | 0 | 0 | 0 | 0 | 0
0.91723 | 0 | 0 | 0 |  | 0 | 0 | 0 | 0 | 0 | 0 | 0 | Calculations of the coefficients a,b, and c of the best-fit parabola y=ax^2+bx+c
0.54928 | 0 | 0 | 0 |  | 0 | 0 | 0 | 0 | 0 | 0 | 0 | sums | sumx | sumy | sumxy | sumx2 | sumx3 | sumx4 | sumx2y
0.07572 | 0 | 0 | 0 |  | 0 | 0 | 0 | 0 | 0 | 0 | 0 |  | ?X | ?Y | ?(X*Y) | ?(X*X) | ?(X^3) | ?(X^4) | ?(X^2)*y
0.25677 | 0 | 0 | 0 |  | 0 | 0 | 0 | 0 | 0 | 0 | 0 |  | 0 | 0 | 0 | 0 | 0 | 0 | 0
0.16635 | 0 | 0 | 0 |  | 0 | 0 | 0 | 0 | 0 | 0 | 0 | n | 0 | (number of points (n)
0.59978 | 0 | 0 | 0 |  | 0 | 0 | 0 | 0 | 0 | 0 | 0
0.32762 | 0 | 0 | 0 |  | 0 | 0 | 0 | 0 | 0 | 0 | 0 | D | 0 | Denominator (D)
0.27766 | 0 | 0 | 0 |  | 0 | 0 | 0 | 0 | 0 | 0 | 0 | a= | #DIV/0! | #DIV/0!
0.41274 | 0 | 0 | 0 |  | 0 | 0 | 0 | 0 | 0 | 0 | 0 | b= | #DIV/0!
0.24631 | 0 | 0 | 0 |  | 0 | 0 | 0 | 0 | 0 | 0 | 0 | c= | #DIV/0!
0.81224 | 0 | 0 | 0 |  | 0 | 0 | 0 | 0 | 0 | 0 | 0 | y= | #DIV/0! | X^2 | + | #DIV/0! | x | + | #DIV/0!
0.43087 | 0 | 0 | 0 |  | 0 | 0 | 0 | 0 | 0 | 0 | 0 | R2= | #DIV/0!
0.43939 | 0 | 0 | 0 |  | 0 | 0 | 0 | 0 | 0 | 0 | 0
0.68824 | 0 | 0 | 0 |  | 0 | 0 | 0 | 0 | 0 | 0 | 0 |  | Calculation of R2
0.79398 | 0 | 0 | 0 |  | 0 | 0 | 0 | 0 | 0 | 0 | 0 |  | ?(Y-meany)^2 | PredY |  | ?(Y-PredY)^2 |  | ?(meanY-PredY)^2
0.39949 | 0 | 0 | 0 |  | 0 | 0 | 0 | 0 | 0 | 0 | 0 |  | 0 | 0 |  | 0 |  | 0
0.97335 | 0 | 0 | 0 |  | 0 | 0 | 0 | 0 | 0 | 0 | 0 |  | 0 | 0 |  | 0 |  | 0
0.97688 | 0 | 0 | 0 |  | 0 | 0 | 0 | 0 | 0 | 0 | 0 |  | 0 | 0 |  | 0 |  | 0
0.89004 | 0 | 0 | 0 |  | 0 | 0 | 0 | 0 | 0 | 0 | 0 |  | 0 | 0 |  | 0 |  | 0
0.28477 | 0 | 0 | 0 |  | 0 | 0 | 0 | 0 | 0 | 0 | 0 |  | 0 | 0 |  | 0 |  | 0
0.025295 | 0 | 0 | 0 |  | 0 | 0 | 0 | 0 | 0 | 0 | 0 |  | 0 | 0 |  | 0 |  | 0
0.79716 | 0 | 0 | 0 |  | 0 | 0 | 0 | 0 | 0 | 0 | 0 |  | 0 | 0 |  | 0 |  | 0
0.14797 | 0 | 0 | 0 |  | 0 | 0 | 0 | 0 | 0 | 0 | 0 |  | 0 | 0 |  | 0 |  | 0
0.8276 | 0 | 0 | 0 |  | 0 | 0 | 0 | 0 | 0 | 0 | 0 |  | 0 | 0 |  | 0 |  | 0
0.50679 | 0 | 0 | 0 |  | 0 | 0 | 0 | 0 | 0 | 0 | 0 |  | 0 | 0 |  | 0 |  | 0
0.86636 | 0 | 0 | 0 |  | 0 | 0 | 0 | 0 | 0 | 0 | 0 |  | 0 | 0 |  | 0 |  | 0
0.083739 | 0 | 0 | 0 |  | 0 | 0 | 0 | 0 | 0 | 0 | 0 |  | 0 | 0 |  | 0 |  | 0
0.23492 | 0 | 0 | 0 |  | 0 | 0 | 0 | 0 | 0 | 0 | 0 |  | 0 | 0 |  | 0 |  | 0
0.56606 | 0 | 0 | 0 |  | 0 | 0 | 0 | 0 | 0 | 0 | 0 |  | 0 | 0 |  | 0 |  | 0
[13 empty] | 0 | 0 |  | 0 |  | 0
[13 empty] | 0 | 0 |  | 0 |  | 0
[13 empty] | 0 | 0 |  | 0 |  | 0
[13 empty] | 0 | 0 |  | 0 |  | 0
[13 empty] | 0 | 0 |  | 0 |  | 0
[13 empty] | 0 | 0 |  | 0 |  | 0
[13 empty] | 0 | 0 |  | 0 |  | 0
[13 empty] | 0 | 0 |  | 0 |  | 0
[13 empty] | 0 | 0 |  | 0 |  | 0
[13 empty] | 0 | 0 |  | 0 |  | 0
[13 empty] | 0 | 0 |  | 0 |  | 0
[13 empty] | 0 | 0 |  | 0 |  | 0
[13 empty] | 0 | 0 |  | 0 |  | 0
[13 empty] | 0 | 0 |  | 0 |  | 0
[13 empty] | 0 | 0 |  | 0 |  | 0
[13 empty] | 0 | 0 |  | 0 |  | 0
[13 empty] | 0 | 0 |  | 0 |  | 0
[13 empty] | 0 | 0 |  | 0 |  | 0
[13 empty] | 0 | 0 |  | 0 |  | 0
[13 empty] | 0 | 0 |  | 0 |  | 0
[13 empty] | 0 | 0 |  | 0 |  | 0
[13 empty] | 0 | 0 |  | 0 |  | 0
[13 empty] | 0 | 0 |  | 0 |  | 0

## Sheet32
bootstrap selection | Standards | Instrument readings | Reading of the unknown | Calculated concentration | X | Y | X*Y | X*X | X^3 | X^4 | X^2y
0.66224 | 0 | 0 | 0 |  | 0 | 0 | 0 | 0 | 0 | 0 | 0
0.42197 | 0 | 0 | 0 |  | 0 | 0 | 0 | 0 | 0 | 0 | 0
0.28222 | 0 | 0 | 0 |  | 0 | 0 | 0 | 0 | 0 | 0 | 0
0.84508 | 0 | 0 | 0 |  | 0 | 0 | 0 | 0 | 0 | 0 | 0
0.74533 | 0 | 0 | 0 |  | 0 | 0 | 0 | 0 | 0 | 0 | 0
0.063589 | 0 | 0 | 0 |  | 0 | 0 | 0 | 0 | 0 | 0 | 0
0.22238 | 0 | 0 | 0 |  | 0 | 0 | 0 | 0 | 0 | 0 | 0
0.73273 | 0 | 0 | 0 |  | 0 | 0 | 0 | 0 | 0 | 0 | 0
0.67096 | 0 | 0 | 0 |  | 0 | 0 | 0 | 0 | 0 | 0 | 0
0.47536 | 0 | 0 | 0 |  | 0 | 0 | 0 | 0 | 0 | 0 | 0
0.46309 | 0 | 0 | 0 |  | 0 | 0 | 0 | 0 | 0 | 0 | 0
0.51385 | 0 | 0 | 0 |  | 0 | 0 | 0 | 0 | 0 | 0 | 0
0.38487 | 0 | 0 | 0 |  | 0 | 0 | 0 | 0 | 0 | 0 | 0
0.10588 | 0 | 0 | 0 |  | 0 | 0 | 0 | 0 | 0 | 0 | 0
0.23932 | 0 | 0 | 0 |  | 0 | 0 | 0 | 0 | 0 | 0 | 0
0.87061 | 0 | 0 | 0 |  | 0 | 0 | 0 | 0 | 0 | 0 | 0
0.72143 | 0 | 0 | 0 |  | 0 | 0 | 0 | 0 | 0 | 0 | 0 | Calculations of the coefficients a,b, and c of the best-fit parabola y=ax^2+bx+c
0.97798 | 0 | 0 | 0 |  | 0 | 0 | 0 | 0 | 0 | 0 | 0 | sums | sumx | sumy | sumxy | sumx2 | sumx3 | sumx4 | sumx2y
0.80826 | 0 | 0 | 0 |  | 0 | 0 | 0 | 0 | 0 | 0 | 0 |  | ?X | ?Y | ?(X*Y) | ?(X*X) | ?(X^3) | ?(X^4) | ?(X^2)*y
0.42553 | 0 | 0 | 0 |  | 0 | 0 | 0 | 0 | 0 | 0 | 0 |  | 0 | 0 | 0 | 0 | 0 | 0 | 0
0.99084 | 0 | 0 | 0 |  | 0 | 0 | 0 | 0 | 0 | 0 | 0 | n | 0 | (number of points (n)
0.40864 | 0 | 0 | 0 |  | 0 | 0 | 0 | 0 | 0 | 0 | 0
0.32474 | 0 | 0 | 0 |  | 0 | 0 | 0 | 0 | 0 | 0 | 0 | D | 0 | Denominator (D)
0.222 | 0 | 0 | 0 |  | 0 | 0 | 0 | 0 | 0 | 0 | 0 | a= | #DIV/0! | #DIV/0!
0.99494 | 0 | 0 | 0 |  | 0 | 0 | 0 | 0 | 0 | 0 | 0 | b= | #DIV/0!
0.26129 | 0 | 0 | 0 |  | 0 | 0 | 0 | 0 | 0 | 0 | 0 | c= | #DIV/0!
0.064734 | 0 | 0 | 0 |  | 0 | 0 | 0 | 0 | 0 | 0 | 0 | y= | #DIV/0! | X^2 | + | #DIV/0! | x | + | #DIV/0!
0.2037 | 0 | 0 | 0 |  | 0 | 0 | 0 | 0 | 0 | 0 | 0 | R2= | #DIV/0!
0.33837 | 0 | 0 | 0 |  | 0 | 0 | 0 | 0 | 0 | 0 | 0
0.97412 | 0 | 0 | 0 |  | 0 | 0 | 0 | 0 | 0 | 0 | 0 |  | Calculation of R2
0.069017 | 0 | 0 | 0 |  | 0 | 0 | 0 | 0 | 0 | 0 | 0 |  | ?(Y-meany)^2 | PredY |  | ?(Y-PredY)^2 |  | ?(meanY-PredY)^2
0.2808 | 0 | 0 | 0 |  | 0 | 0 | 0 | 0 | 0 | 0 | 0 |  | 0 | 0 |  | 0 |  | 0
0.51356 | 0 | 0 | 0 |  | 0 | 0 | 0 | 0 | 0 | 0 | 0 |  | 0 | 0 |  | 0 |  | 0
0.18167 | 0 | 0 | 0 |  | 0 | 0 | 0 | 0 | 0 | 0 | 0 |  | 0 | 0 |  | 0 |  | 0
0.91422 | 0 | 0 | 0 |  | 0 | 0 | 0 | 0 | 0 | 0 | 0 |  | 0 | 0 |  | 0 |  | 0
0.2796 | 0 | 0 | 0 |  | 0 | 0 | 0 | 0 | 0 | 0 | 0 |  | 0 | 0 |  | 0 |  | 0
0.32154 | 0 | 0 | 0 |  | 0 | 0 | 0 | 0 | 0 | 0 | 0 |  | 0 | 0 |  | 0 |  | 0
0.67001 | 0 | 0 | 0 |  | 0 | 0 | 0 | 0 | 0 | 0 | 0 |  | 0 | 0 |  | 0 |  | 0
0.33721 | 0 | 0 | 0 |  | 0 | 0 | 0 | 0 | 0 | 0 | 0 |  | 0 | 0 |  | 0 |  | 0
0.9256 | 0 | 0 | 0 |  | 0 | 0 | 0 | 0 | 0 | 0 | 0 |  | 0 | 0 |  | 0 |  | 0
0.66532 | 0 | 0 | 0 |  | 0 | 0 | 0 | 0 | 0 | 0 | 0 |  | 0 | 0 |  | 0 |  | 0
0.99646 | 0 | 0 | 0 |  | 0 | 0 | 0 | 0 | 0 | 0 | 0 |  | 0 | 0 |  | 0 |  | 0
0.33484 | 0 | 0 | 0 |  | 0 | 0 | 0 | 0 | 0 | 0 | 0 |  | 0 | 0 |  | 0 |  | 0
0.93144 | 0 | 0 | 0 |  | 0 | 0 | 0 | 0 | 0 | 0 | 0 |  | 0 | 0 |  | 0 |  | 0
0.20289 | 0 | 0 | 0 |  | 0 | 0 | 0 | 0 | 0 | 0 | 0 |  | 0 | 0 |  | 0 |  | 0
[13 empty] | 0 | 0 |  | 0 |  | 0
[13 empty] | 0 | 0 |  | 0 |  | 0
[13 empty] | 0 | 0 |  | 0 |  | 0
[13 empty] | 0 | 0 |  | 0 |  | 0
[13 empty] | 0 | 0 |  | 0 |  | 0
[13 empty] | 0 | 0 |  | 0 |  | 0
[13 empty] | 0 | 0 |  | 0 |  | 0
[13 empty] | 0 | 0 |  | 0 |  | 0
[13 empty] | 0 | 0 |  | 0 |  | 0
[13 empty] | 0 | 0 |  | 0 |  | 0
[13 empty] | 0 | 0 |  | 0 |  | 0
[13 empty] | 0 | 0 |  | 0 |  | 0
[13 empty] | 0 | 0 |  | 0 |  | 0
[13 empty] | 0 | 0 |  | 0 |  | 0
[13 empty] | 0 | 0 |  | 0 |  | 0
[13 empty] | 0 | 0 |  | 0 |  | 0
[13 empty] | 0 | 0 |  | 0 |  | 0
[13 empty] | 0 | 0 |  | 0 |  | 0
[13 empty] | 0 | 0 |  | 0 |  | 0
[13 empty] | 0 | 0 |  | 0 |  | 0
[13 empty] | 0 | 0 |  | 0 |  | 0
[13 empty] | 0 | 0 |  | 0 |  | 0
[13 empty] | 0 | 0 |  | 0 |  | 0

## Sheet33
bootstrap selection | Standards | Instrument readings | Reading of the unknown | Calculated concentration | X | Y | X*Y | X*X | X^3 | X^4 | X^2y
0.73526 | 0 | 0 | 0 |  | 0 | 0 | 0 | 0 | 0 | 0 | 0
0.48886 | 0 | 0 | 0 |  | 0 | 0 | 0 | 0 | 0 | 0 | 0
0.4531 | 0 | 0 | 0 |  | 0 | 0 | 0 | 0 | 0 | 0 | 0
0.11392 | 0 | 0 | 0 |  | 0 | 0 | 0 | 0 | 0 | 0 | 0
0.29763 | 0 | 0 | 0 |  | 0 | 0 | 0 | 0 | 0 | 0 | 0
0.49712 | 0 | 0 | 0 |  | 0 | 0 | 0 | 0 | 0 | 0 | 0
0.28103 | 0 | 0 | 0 |  | 0 | 0 | 0 | 0 | 0 | 0 | 0
0.31745 | 0 | 0 | 0 |  | 0 | 0 | 0 | 0 | 0 | 0 | 0
0.20086 | 0 | 0 | 0 |  | 0 | 0 | 0 | 0 | 0 | 0 | 0
0.50523 | 0 | 0 | 0 |  | 0 | 0 | 0 | 0 | 0 | 0 | 0
0.69021 | 0 | 0 | 0 |  | 0 | 0 | 0 | 0 | 0 | 0 | 0
0.7 | 0 | 0 | 0 |  | 0 | 0 | 0 | 0 | 0 | 0 | 0
0.043468 | 0 | 0 | 0 |  | 0 | 0 | 0 | 0 | 0 | 0 | 0
0.91632 | 0 | 0 | 0 |  | 0 | 0 | 0 | 0 | 0 | 0 | 0
0.84011 | 0 | 0 | 0 |  | 0 | 0 | 0 | 0 | 0 | 0 | 0
0.02612 | 0 | 0 | 0 |  | 0 | 0 | 0 | 0 | 0 | 0 | 0
0.46043 | 0 | 0 | 0 |  | 0 | 0 | 0 | 0 | 0 | 0 | 0 | Calculations of the coefficients a,b, and c of the best-fit parabola y=ax^2+bx+c
0.21707 | 0 | 0 | 0 |  | 0 | 0 | 0 | 0 | 0 | 0 | 0 | sums | sumx | sumy | sumxy | sumx2 | sumx3 | sumx4 | sumx2y
0.59577 | 0 | 0 | 0 |  | 0 | 0 | 0 | 0 | 0 | 0 | 0 |  | ?X | ?Y | ?(X*Y) | ?(X*X) | ?(X^3) | ?(X^4) | ?(X^2)*y
0.26295 | 0 | 0 | 0 |  | 0 | 0 | 0 | 0 | 0 | 0 | 0 |  | 0 | 0 | 0 | 0 | 0 | 0 | 0
0.30066 | 0 | 0 | 0 |  | 0 | 0 | 0 | 0 | 0 | 0 | 0 | n | 0 | (number of points (n)
0.68166 | 0 | 0 | 0 |  | 0 | 0 | 0 | 0 | 0 | 0 | 0
0.24218 | 0 | 0 | 0 |  | 0 | 0 | 0 | 0 | 0 | 0 | 0 | D | 0 | Denominator (D)
0.87402 | 0 | 0 | 0 |  | 0 | 0 | 0 | 0 | 0 | 0 | 0 | a= | #DIV/0! | #DIV/0!
0.73058 | 0 | 0 | 0 |  | 0 | 0 | 0 | 0 | 0 | 0 | 0 | b= | #DIV/0!
0.62307 | 0 | 0 | 0 |  | 0 | 0 | 0 | 0 | 0 | 0 | 0 | c= | #DIV/0!
0.17236 | 0 | 0 | 0 |  | 0 | 0 | 0 | 0 | 0 | 0 | 0 | y= | #DIV/0! | X^2 | + | #DIV/0! | x | + | #DIV/0!
0.052613 | 0 | 0 | 0 |  | 0 | 0 | 0 | 0 | 0 | 0 | 0 | R2= | #DIV/0!
0.0022126 | 0 | 0 | 0 |  | 0 | 0 | 0 | 0 | 0 | 0 | 0
0.68456 | 0 | 0 | 0 |  | 0 | 0 | 0 | 0 | 0 | 0 | 0 |  | Calculation of R2
0.063514 | 0 | 0 | 0 |  | 0 | 0 | 0 | 0 | 0 | 0 | 0 |  | ?(Y-meany)^2 | PredY |  | ?(Y-PredY)^2 |  | ?(meanY-PredY)^2
0.64793 | 0 | 0 | 0 |  | 0 | 0 | 0 | 0 | 0 | 0 | 0 |  | 0 | 0 |  | 0 |  | 0
0.043686 | 0 | 0 | 0 |  | 0 | 0 | 0 | 0 | 0 | 0 | 0 |  | 0 | 0 |  | 0 |  | 0
0.37658 | 0 | 0 | 0 |  | 0 | 0 | 0 | 0 | 0 | 0 | 0 |  | 0 | 0 |  | 0 |  | 0
0.81296 | 0 | 0 | 0 |  | 0 | 0 | 0 | 0 | 0 | 0 | 0 |  | 0 | 0 |  | 0 |  | 0
0.047195 | 0 | 0 | 0 |  | 0 | 0 | 0 | 0 | 0 | 0 | 0 |  | 0 | 0 |  | 0 |  | 0
0.24592 | 0 | 0 | 0 |  | 0 | 0 | 0 | 0 | 0 | 0 | 0 |  | 0 | 0 |  | 0 |  | 0
0.91618 | 0 | 0 | 0 |  | 0 | 0 | 0 | 0 | 0 | 0 | 0 |  | 0 | 0 |  | 0 |  | 0
0.29807 | 0 | 0 | 0 |  | 0 | 0 | 0 | 0 | 0 | 0 | 0 |  | 0 | 0 |  | 0 |  | 0
0.33638 | 0 | 0 | 0 |  | 0 | 0 | 0 | 0 | 0 | 0 | 0 |  | 0 | 0 |  | 0 |  | 0
0.44458 | 0 | 0 | 0 |  | 0 | 0 | 0 | 0 | 0 | 0 | 0 |  | 0 | 0 |  | 0 |  | 0
0.91345 | 0 | 0 | 0 |  | 0 | 0 | 0 | 0 | 0 | 0 | 0 |  | 0 | 0 |  | 0 |  | 0
0.15334 | 0 | 0 | 0 |  | 0 | 0 | 0 | 0 | 0 | 0 | 0 |  | 0 | 0 |  | 0 |  | 0
0.70027 | 0 | 0 | 0 |  | 0 | 0 | 0 | 0 | 0 | 0 | 0 |  | 0 | 0 |  | 0 |  | 0
0.95201 | 0 | 0 | 0 |  | 0 | 0 | 0 | 0 | 0 | 0 | 0 |  | 0 | 0 |  | 0 |  | 0
[13 empty] | 0 | 0 |  | 0 |  | 0
[13 empty] | 0 | 0 |  | 0 |  | 0
[13 empty] | 0 | 0 |  | 0 |  | 0
[13 empty] | 0 | 0 |  | 0 |  | 0
[13 empty] | 0 | 0 |  | 0 |  | 0
[13 empty] | 0 | 0 |  | 0 |  | 0
[13 empty] | 0 | 0 |  | 0 |  | 0
[13 empty] | 0 | 0 |  | 0 |  | 0
[13 empty] | 0 | 0 |  | 0 |  | 0
[13 empty] | 0 | 0 |  | 0 |  | 0
[13 empty] | 0 | 0 |  | 0 |  | 0
[13 empty] | 0 | 0 |  | 0 |  | 0
[13 empty] | 0 | 0 |  | 0 |  | 0
[13 empty] | 0 | 0 |  | 0 |  | 0
[13 empty] | 0 | 0 |  | 0 |  | 0
[13 empty] | 0 | 0 |  | 0 |  | 0
[13 empty] | 0 | 0 |  | 0 |  | 0
[13 empty] | 0 | 0 |  | 0 |  | 0
[13 empty] | 0 | 0 |  | 0 |  | 0
[13 empty] | 0 | 0 |  | 0 |  | 0
[13 empty] | 0 | 0 |  | 0 |  | 0
[13 empty] | 0 | 0 |  | 0 |  | 0
[13 empty] | 0 | 0 |  | 0 |  | 0

## Sheet34
bootstrap selection | Standards | Instrument readings | Reading of the unknown | Calculated concentration | X | Y | X*Y | X*X | X^3 | X^4 | X^2y
0.12876 | 0 | 0 | 0 |  | 0 | 0 | 0 | 0 | 0 | 0 | 0
0.33732 | 0 | 0 | 0 |  | 0 | 0 | 0 | 0 | 0 | 0 | 0
0.46064 | 0 | 0 | 0 |  | 0 | 0 | 0 | 0 | 0 | 0 | 0
0.59483 | 0 | 0 | 0 |  | 0 | 0 | 0 | 0 | 0 | 0 | 0
0.54088 | 0 | 0 | 0 |  | 0 | 0 | 0 | 0 | 0 | 0 | 0
0.024255 | 0 | 0 | 0 |  | 0 | 0 | 0 | 0 | 0 | 0 | 0
0.05179 | 0 | 0 | 0 |  | 0 | 0 | 0 | 0 | 0 | 0 | 0
0.48727 | 0 | 0 | 0 |  | 0 | 0 | 0 | 0 | 0 | 0 | 0
0.9665 | 0 | 0 | 0 |  | 0 | 0 | 0 | 0 | 0 | 0 | 0
0.97298 | 0 | 0 | 0 |  | 0 | 0 | 0 | 0 | 0 | 0 | 0
0.4098 | 0 | 0 | 0 |  | 0 | 0 | 0 | 0 | 0 | 0 | 0
0.67586 | 0 | 0 | 0 |  | 0 | 0 | 0 | 0 | 0 | 0 | 0
0.72253 | 0 | 0 | 0 |  | 0 | 0 | 0 | 0 | 0 | 0 | 0
0.8916 | 0 | 0 | 0 |  | 0 | 0 | 0 | 0 | 0 | 0 | 0
0.20954 | 0 | 0 | 0 |  | 0 | 0 | 0 | 0 | 0 | 0 | 0
0.40402 | 0 | 0 | 0 |  | 0 | 0 | 0 | 0 | 0 | 0 | 0
0.97741 | 0 | 0 | 0 |  | 0 | 0 | 0 | 0 | 0 | 0 | 0 | Calculations of the coefficients a,b, and c of the best-fit parabola y=ax^2+bx+c
0.12763 | 0 | 0 | 0 |  | 0 | 0 | 0 | 0 | 0 | 0 | 0 | sums | sumx | sumy | sumxy | sumx2 | sumx3 | sumx4 | sumx2y
0.21786 | 0 | 0 | 0 |  | 0 | 0 | 0 | 0 | 0 | 0 | 0 |  | ?X | ?Y | ?(X*Y) | ?(X*X) | ?(X^3) | ?(X^4) | ?(X^2)*y
0.21983 | 0 | 0 | 0 |  | 0 | 0 | 0 | 0 | 0 | 0 | 0 |  | 0 | 0 | 0 | 0 | 0 | 0 | 0
0.60192 | 0 | 0 | 0 |  | 0 | 0 | 0 | 0 | 0 | 0 | 0 | n | 0 | (number of points (n)
0.23531 | 0 | 0 | 0 |  | 0 | 0 | 0 | 0 | 0 | 0 | 0
0.37054 | 0 | 0 | 0 |  | 0 | 0 | 0 | 0 | 0 | 0 | 0 | D | 0 | Denominator (D)
0.0023976 | 0 | 0 | 0 |  | 0 | 0 | 0 | 0 | 0 | 0 | 0 | a= | #DIV/0! | #DIV/0!
0.23423 | 0 | 0 | 0 |  | 0 | 0 | 0 | 0 | 0 | 0 | 0 | b= | #DIV/0!
0.11752 | 0 | 0 | 0 |  | 0 | 0 | 0 | 0 | 0 | 0 | 0 | c= | #DIV/0!
0.041091 | 0 | 0 | 0 |  | 0 | 0 | 0 | 0 | 0 | 0 | 0 | y= | #DIV/0! | X^2 | + | #DIV/0! | x | + | #DIV/0!
0.87021 | 0 | 0 | 0 |  | 0 | 0 | 0 | 0 | 0 | 0 | 0 | R2= | #DIV/0!
0.049013 | 0 | 0 | 0 |  | 0 | 0 | 0 | 0 | 0 | 0 | 0
0.63725 | 0 | 0 | 0 |  | 0 | 0 | 0 | 0 | 0 | 0 | 0 |  | Calculation of R2
0.075107 | 0 | 0 | 0 |  | 0 | 0 | 0 | 0 | 0 | 0 | 0 |  | ?(Y-meany)^2 | PredY |  | ?(Y-PredY)^2 |  | ?(meanY-PredY)^2
0.76264 | 0 | 0 | 0 |  | 0 | 0 | 0 | 0 | 0 | 0 | 0 |  | 0 | 0 |  | 0 |  | 0
0.28501 | 0 | 0 | 0 |  | 0 | 0 | 0 | 0 | 0 | 0 | 0 |  | 0 | 0 |  | 0 |  | 0
0.19552 | 0 | 0 | 0 |  | 0 | 0 | 0 | 0 | 0 | 0 | 0 |  | 0 | 0 |  | 0 |  | 0
0.71332 | 0 | 0 | 0 |  | 0 | 0 | 0 | 0 | 0 | 0 | 0 |  | 0 | 0 |  | 0 |  | 0
0.53717 | 0 | 0 | 0 |  | 0 | 0 | 0 | 0 | 0 | 0 | 0 |  | 0 | 0 |  | 0 |  | 0
0.34725 | 0 | 0 | 0 |  | 0 | 0 | 0 | 0 | 0 | 0 | 0 |  | 0 | 0 |  | 0 |  | 0
0.63145 | 0 | 0 | 0 |  | 0 | 0 | 0 | 0 | 0 | 0 | 0 |  | 0 | 0 |  | 0 |  | 0
0.45043 | 0 | 0 | 0 |  | 0 | 0 | 0 | 0 | 0 | 0 | 0 |  | 0 | 0 |  | 0 |  | 0
0.055735 | 0 | 0 | 0 |  | 0 | 0 | 0 | 0 | 0 | 0 | 0 |  | 0 | 0 |  | 0 |  | 0
0.12207 | 0 | 0 | 0 |  | 0 | 0 | 0 | 0 | 0 | 0 | 0 |  | 0 | 0 |  | 0 |  | 0
0.11524 | 0 | 0 | 0 |  | 0 | 0 | 0 | 0 | 0 | 0 | 0 |  | 0 | 0 |  | 0 |  | 0
0.042634 | 0 | 0 | 0 |  | 0 | 0 | 0 | 0 | 0 | 0 | 0 |  | 0 | 0 |  | 0 |  | 0
0.8531 | 0 | 0 | 0 |  | 0 | 0 | 0 | 0 | 0 | 0 | 0 |  | 0 | 0 |  | 0 |  | 0
0.58626 | 0 | 0 | 0 |  | 0 | 0 | 0 | 0 | 0 | 0 | 0 |  | 0 | 0 |  | 0 |  | 0
[13 empty] | 0 | 0 |  | 0 |  | 0
[13 empty] | 0 | 0 |  | 0 |  | 0
[13 empty] | 0 | 0 |  | 0 |  | 0
[13 empty] | 0 | 0 |  | 0 |  | 0
[13 empty] | 0 | 0 |  | 0 |  | 0
[13 empty] | 0 | 0 |  | 0 |  | 0
[13 empty] | 0 | 0 |  | 0 |  | 0
[13 empty] | 0 | 0 |  | 0 |  | 0
[13 empty] | 0 | 0 |  | 0 |  | 0
[13 empty] | 0 | 0 |  | 0 |  | 0
[13 empty] | 0 | 0 |  | 0 |  | 0
[13 empty] | 0 | 0 |  | 0 |  | 0
[13 empty] | 0 | 0 |  | 0 |  | 0
[13 empty] | 0 | 0 |  | 0 |  | 0
[13 empty] | 0 | 0 |  | 0 |  | 0
[13 empty] | 0 | 0 |  | 0 |  | 0
[13 empty] | 0 | 0 |  | 0 |  | 0
[13 empty] | 0 | 0 |  | 0 |  | 0
[13 empty] | 0 | 0 |  | 0 |  | 0
[13 empty] | 0 | 0 |  | 0 |  | 0
[13 empty] | 0 | 0 |  | 0 |  | 0
[13 empty] | 0 | 0 |  | 0 |  | 0
[13 empty] | 0 | 0 |  | 0 |  | 0

## Sheet35
bootstrap selection | Standards | Instrument readings | Reading of the unknown | Calculated concentration | X | Y | X*Y | X*X | X^3 | X^4 | X^2y
0.98754 | 0 | 0 | 0 |  | 0 | 0 | 0 | 0 | 0 | 0 | 0
0.65962 | 0 | 0 | 0 |  | 0 | 0 | 0 | 0 | 0 | 0 | 0
0.73362 | 0 | 0 | 0 |  | 0 | 0 | 0 | 0 | 0 | 0 | 0
0.16253 | 0 | 0 | 0 |  | 0 | 0 | 0 | 0 | 0 | 0 | 0
0.041751 | 0 | 0 | 0 |  | 0 | 0 | 0 | 0 | 0 | 0 | 0
0.068781 | 0 | 0 | 0 |  | 0 | 0 | 0 | 0 | 0 | 0 | 0
0.4523 | 0 | 0 | 0 |  | 0 | 0 | 0 | 0 | 0 | 0 | 0
0.856 | 0 | 0 | 0 |  | 0 | 0 | 0 | 0 | 0 | 0 | 0
0.98746 | 0 | 0 | 0 |  | 0 | 0 | 0 | 0 | 0 | 0 | 0
0.44065 | 0 | 0 | 0 |  | 0 | 0 | 0 | 0 | 0 | 0 | 0
0.28219 | 0 | 0 | 0 |  | 0 | 0 | 0 | 0 | 0 | 0 | 0
0.30135 | 0 | 0 | 0 |  | 0 | 0 | 0 | 0 | 0 | 0 | 0
0.047339 | 0 | 0 | 0 |  | 0 | 0 | 0 | 0 | 0 | 0 | 0
0.948 | 0 | 0 | 0 |  | 0 | 0 | 0 | 0 | 0 | 0 | 0
0.48833 | 0 | 0 | 0 |  | 0 | 0 | 0 | 0 | 0 | 0 | 0
0.17585 | 0 | 0 | 0 |  | 0 | 0 | 0 | 0 | 0 | 0 | 0
0.15304 | 0 | 0 | 0 |  | 0 | 0 | 0 | 0 | 0 | 0 | 0 | Calculations of the coefficients a,b, and c of the best-fit parabola y=ax^2+bx+c
0.28297 | 0 | 0 | 0 |  | 0 | 0 | 0 | 0 | 0 | 0 | 0 | sums | sumx | sumy | sumxy | sumx2 | sumx3 | sumx4 | sumx2y
0.36786 | 0 | 0 | 0 |  | 0 | 0 | 0 | 0 | 0 | 0 | 0 |  | ?X | ?Y | ?(X*Y) | ?(X*X) | ?(X^3) | ?(X^4) | ?(X^2)*y
0.091975 | 0 | 0 | 0 |  | 0 | 0 | 0 | 0 | 0 | 0 | 0 |  | 0 | 0 | 0 | 0 | 0 | 0 | 0
0.59194 | 0 | 0 | 0 |  | 0 | 0 | 0 | 0 | 0 | 0 | 0 | n | 0 | (number of points (n)
0.84929 | 0 | 0 | 0 |  | 0 | 0 | 0 | 0 | 0 | 0 | 0
0.56706 | 0 | 0 | 0 |  | 0 | 0 | 0 | 0 | 0 | 0 | 0 | D | 0 | Denominator (D)
0.8397 | 0 | 0 | 0 |  | 0 | 0 | 0 | 0 | 0 | 0 | 0 | a= | #DIV/0! | #DIV/0!
0.48093 | 0 | 0 | 0 |  | 0 | 0 | 0 | 0 | 0 | 0 | 0 | b= | #DIV/0!
0.43052 | 0 | 0 | 0 |  | 0 | 0 | 0 | 0 | 0 | 0 | 0 | c= | #DIV/0!
0.66233 | 0 | 0 | 0 |  | 0 | 0 | 0 | 0 | 0 | 0 | 0 | y= | #DIV/0! | X^2 | + | #DIV/0! | x | + | #DIV/0!
0.33469 | 0 | 0 | 0 |  | 0 | 0 | 0 | 0 | 0 | 0 | 0 | R2= | #DIV/0!
0.95782 | 0 | 0 | 0 |  | 0 | 0 | 0 | 0 | 0 | 0 | 0
0.90796 | 0 | 0 | 0 |  | 0 | 0 | 0 | 0 | 0 | 0 | 0 |  | Calculation of R2
0.65567 | 0 | 0 | 0 |  | 0 | 0 | 0 | 0 | 0 | 0 | 0 |  | ?(Y-meany)^2 | PredY |  | ?(Y-PredY)^2 |  | ?(meanY-PredY)^2
0.065927 | 0 | 0 | 0 |  | 0 | 0 | 0 | 0 | 0 | 0 | 0 |  | 0 | 0 |  | 0 |  | 0
0.68696 | 0 | 0 | 0 |  | 0 | 0 | 0 | 0 | 0 | 0 | 0 |  | 0 | 0 |  | 0 |  | 0
0.24272 | 0 | 0 | 0 |  | 0 | 0 | 0 | 0 | 0 | 0 | 0 |  | 0 | 0 |  | 0 |  | 0
0.46697 | 0 | 0 | 0 |  | 0 | 0 | 0 | 0 | 0 | 0 | 0 |  | 0 | 0 |  | 0 |  | 0
0.59721 | 0 | 0 | 0 |  | 0 | 0 | 0 | 0 | 0 | 0 | 0 |  | 0 | 0 |  | 0 |  | 0
0.36932 | 0 | 0 | 0 |  | 0 | 0 | 0 | 0 | 0 | 0 | 0 |  | 0 | 0 |  | 0 |  | 0
0.70598 | 0 | 0 | 0 |  | 0 | 0 | 0 | 0 | 0 | 0 | 0 |  | 0 | 0 |  | 0 |  | 0
0.0088814 | 0 | 0 | 0 |  | 0 | 0 | 0 | 0 | 0 | 0 | 0 |  | 0 | 0 |  | 0 |  | 0
0.74119 | 0 | 0 | 0 |  | 0 | 0 | 0 | 0 | 0 | 0 | 0 |  | 0 | 0 |  | 0 |  | 0
0.033687 | 0 | 0 | 0 |  | 0 | 0 | 0 | 0 | 0 | 0 | 0 |  | 0 | 0 |  | 0 |  | 0
0.50555 | 0 | 0 | 0 |  | 0 | 0 | 0 | 0 | 0 | 0 | 0 |  | 0 | 0 |  | 0 |  | 0
0.81119 | 0 | 0 | 0 |  | 0 | 0 | 0 | 0 | 0 | 0 | 0 |  | 0 | 0 |  | 0 |  | 0
0.021757 | 0 | 0 | 0 |  | 0 | 0 | 0 | 0 | 0 | 0 | 0 |  | 0 | 0 |  | 0 |  | 0
0.29514 | 0 | 0 | 0 |  | 0 | 0 | 0 | 0 | 0 | 0 | 0 |  | 0 | 0 |  | 0 |  | 0
[13 empty] | 0 | 0 |  | 0 |  | 0
[13 empty] | 0 | 0 |  | 0 |  | 0
[13 empty] | 0 | 0 |  | 0 |  | 0
[13 empty] | 0 | 0 |  | 0 |  | 0
[13 empty] | 0 | 0 |  | 0 |  | 0
[13 empty] | 0 | 0 |  | 0 |  | 0
[13 empty] | 0 | 0 |  | 0 |  | 0
[13 empty] | 0 | 0 |  | 0 |  | 0
[13 empty] | 0 | 0 |  | 0 |  | 0
[13 empty] | 0 | 0 |  | 0 |  | 0
[13 empty] | 0 | 0 |  | 0 |  | 0
[13 empty] | 0 | 0 |  | 0 |  | 0
[13 empty] | 0 | 0 |  | 0 |  | 0
[13 empty] | 0 | 0 |  | 0 |  | 0
[13 empty] | 0 | 0 |  | 0 |  | 0
[13 empty] | 0 | 0 |  | 0 |  | 0
[13 empty] | 0 | 0 |  | 0 |  | 0
[13 empty] | 0 | 0 |  | 0 |  | 0
[13 empty] | 0 | 0 |  | 0 |  | 0
[13 empty] | 0 | 0 |  | 0 |  | 0
[13 empty] | 0 | 0 |  | 0 |  | 0
[13 empty] | 0 | 0 |  | 0 |  | 0
[13 empty] | 0 | 0 |  | 0 |  | 0

## Sheet36
bootstrap selection | Standards | Instrument readings | Reading of the unknown | Calculated concentration | X | Y | X*Y | X*X | X^3 | X^4 | X^2y
0.13092 | 0 | 0 | 0 |  | 0 | 0 | 0 | 0 | 0 | 0 | 0
0.41241 | 0 | 0 | 0 |  | 0 | 0 | 0 | 0 | 0 | 0 | 0
0.5429 | 0 | 0 | 0 |  | 0 | 0 | 0 | 0 | 0 | 0 | 0
0.4147 | 0 | 0 | 0 |  | 0 | 0 | 0 | 0 | 0 | 0 | 0
0.94849 | 0 | 0 | 0 |  | 0 | 0 | 0 | 0 | 0 | 0 | 0
0.9813 | 0 | 0 | 0 |  | 0 | 0 | 0 | 0 | 0 | 0 | 0
0.25072 | 0 | 0 | 0 |  | 0 | 0 | 0 | 0 | 0 | 0 | 0
0.72129 | 0 | 0 | 0 |  | 0 | 0 | 0 | 0 | 0 | 0 | 0
0.41369 | 0 | 0 | 0 |  | 0 | 0 | 0 | 0 | 0 | 0 | 0
0.75291 | 0 | 0 | 0 |  | 0 | 0 | 0 | 0 | 0 | 0 | 0
0.3285 | 0 | 0 | 0 |  | 0 | 0 | 0 | 0 | 0 | 0 | 0
0.10069 | 0 | 0 | 0 |  | 0 | 0 | 0 | 0 | 0 | 0 | 0
0.79735 | 0 | 0 | 0 |  | 0 | 0 | 0 | 0 | 0 | 0 | 0
0.52328 | 0 | 0 | 0 |  | 0 | 0 | 0 | 0 | 0 | 0 | 0
0.064587 | 0 | 0 | 0 |  | 0 | 0 | 0 | 0 | 0 | 0 | 0
0.27504 | 0 | 0 | 0 |  | 0 | 0 | 0 | 0 | 0 | 0 | 0
0.10567 | 0 | 0 | 0 |  | 0 | 0 | 0 | 0 | 0 | 0 | 0 | Calculations of the coefficients a,b, and c of the best-fit parabola y=ax^2+bx+c
0.10682 | 0 | 0 | 0 |  | 0 | 0 | 0 | 0 | 0 | 0 | 0 | sums | sumx | sumy | sumxy | sumx2 | sumx3 | sumx4 | sumx2y
0.45691 | 0 | 0 | 0 |  | 0 | 0 | 0 | 0 | 0 | 0 | 0 |  | ?X | ?Y | ?(X*Y) | ?(X*X) | ?(X^3) | ?(X^4) | ?(X^2)*y
0.5101 | 0 | 0 | 0 |  | 0 | 0 | 0 | 0 | 0 | 0 | 0 |  | 0 | 0 | 0 | 0 | 0 | 0 | 0
0.96818 | 0 | 0 | 0 |  | 0 | 0 | 0 | 0 | 0 | 0 | 0 | n | 0 | (number of points (n)
0.62689 | 0 | 0 | 0 |  | 0 | 0 | 0 | 0 | 0 | 0 | 0
0.38165 | 0 | 0 | 0 |  | 0 | 0 | 0 | 0 | 0 | 0 | 0 | D | 0 | Denominator (D)
0.82253 | 0 | 0 | 0 |  | 0 | 0 | 0 | 0 | 0 | 0 | 0 | a= | #DIV/0! | #DIV/0!
0.63765 | 0 | 0 | 0 |  | 0 | 0 | 0 | 0 | 0 | 0 | 0 | b= | #DIV/0!
0.88442 | 0 | 0 | 0 |  | 0 | 0 | 0 | 0 | 0 | 0 | 0 | c= | #DIV/0!
0.0087737 | 0 | 0 | 0 |  | 0 | 0 | 0 | 0 | 0 | 0 | 0 | y= | #DIV/0! | X^2 | + | #DIV/0! | x | + | #DIV/0!
0.70125 | 0 | 0 | 0 |  | 0 | 0 | 0 | 0 | 0 | 0 | 0 | R2= | #DIV/0!
0.057963 | 0 | 0 | 0 |  | 0 | 0 | 0 | 0 | 0 | 0 | 0
0.72754 | 0 | 0 | 0 |  | 0 | 0 | 0 | 0 | 0 | 0 | 0 |  | Calculation of R2
0.32699 | 0 | 0 | 0 |  | 0 | 0 | 0 | 0 | 0 | 0 | 0 |  | ?(Y-meany)^2 | PredY |  | ?(Y-PredY)^2 |  | ?(meanY-PredY)^2
0.14075 | 0 | 0 | 0 |  | 0 | 0 | 0 | 0 | 0 | 0 | 0 |  | 0 | 0 |  | 0 |  | 0
0.78648 | 0 | 0 | 0 |  | 0 | 0 | 0 | 0 | 0 | 0 | 0 |  | 0 | 0 |  | 0 |  | 0
0.47002 | 0 | 0 | 0 |  | 0 | 0 | 0 | 0 | 0 | 0 | 0 |  | 0 | 0 |  | 0 |  | 0
0.85233 | 0 | 0 | 0 |  | 0 | 0 | 0 | 0 | 0 | 0 | 0 |  | 0 | 0 |  | 0 |  | 0
0.62575 | 0 | 0 | 0 |  | 0 | 0 | 0 | 0 | 0 | 0 | 0 |  | 0 | 0 |  | 0 |  | 0
0.12488 | 0 | 0 | 0 |  | 0 | 0 | 0 | 0 | 0 | 0 | 0 |  | 0 | 0 |  | 0 |  | 0
0.37625 | 0 | 0 | 0 |  | 0 | 0 | 0 | 0 | 0 | 0 | 0 |  | 0 | 0 |  | 0 |  | 0
0.26685 | 0 | 0 | 0 |  | 0 | 0 | 0 | 0 | 0 | 0 | 0 |  | 0 | 0 |  | 0 |  | 0
0.25138 | 0 | 0 | 0 |  | 0 | 0 | 0 | 0 | 0 | 0 | 0 |  | 0 | 0 |  | 0 |  | 0
0.18612 | 0 | 0 | 0 |  | 0 | 0 | 0 | 0 | 0 | 0 | 0 |  | 0 | 0 |  | 0 |  | 0
0.32128 | 0 | 0 | 0 |  | 0 | 0 | 0 | 0 | 0 | 0 | 0 |  | 0 | 0 |  | 0 |  | 0
0.11046 | 0 | 0 | 0 |  | 0 | 0 | 0 | 0 | 0 | 0 | 0 |  | 0 | 0 |  | 0 |  | 0
0.81004 | 0 | 0 | 0 |  | 0 | 0 | 0 | 0 | 0 | 0 | 0 |  | 0 | 0 |  | 0 |  | 0
0.10496 | 0 | 0 | 0 |  | 0 | 0 | 0 | 0 | 0 | 0 | 0 |  | 0 | 0 |  | 0 |  | 0
[13 empty] | 0 | 0 |  | 0 |  | 0
[13 empty] | 0 | 0 |  | 0 |  | 0
[13 empty] | 0 | 0 |  | 0 |  | 0
[13 empty] | 0 | 0 |  | 0 |  | 0
[13 empty] | 0 | 0 |  | 0 |  | 0
[13 empty] | 0 | 0 |  | 0 |  | 0
[13 empty] | 0 | 0 |  | 0 |  | 0
[13 empty] | 0 | 0 |  | 0 |  | 0
[13 empty] | 0 | 0 |  | 0 |  | 0
[13 empty] | 0 | 0 |  | 0 |  | 0
[13 empty] | 0 | 0 |  | 0 |  | 0
[13 empty] | 0 | 0 |  | 0 |  | 0
[13 empty] | 0 | 0 |  | 0 |  | 0
[13 empty] | 0 | 0 |  | 0 |  | 0
[13 empty] | 0 | 0 |  | 0 |  | 0
[13 empty] | 0 | 0 |  | 0 |  | 0
[13 empty] | 0 | 0 |  | 0 |  | 0
[13 empty] | 0 | 0 |  | 0 |  | 0
[13 empty] | 0 | 0 |  | 0 |  | 0
[13 empty] | 0 | 0 |  | 0 |  | 0
[13 empty] | 0 | 0 |  | 0 |  | 0
[13 empty] | 0 | 0 |  | 0 |  | 0
[13 empty] | 0 | 0 |  | 0 |  | 0

## Sheet37
bootstrap selection | Standards | Instrument readings | Reading of the unknown | Calculated concentration | X | Y | X*Y | X*X | X^3 | X^4 | X^2y
0.54863 | 0 | 0 | 0 |  | 0 | 0 | 0 | 0 | 0 | 0 | 0
0.40285 | 0 | 0 | 0 |  | 0 | 0 | 0 | 0 | 0 | 0 | 0
0.016366 | 0 | 0 | 0 |  | 0 | 0 | 0 | 0 | 0 | 0 | 0
0.87753 | 0 | 0 | 0 |  | 0 | 0 | 0 | 0 | 0 | 0 | 0
0.30519 | 0 | 0 | 0 |  | 0 | 0 | 0 | 0 | 0 | 0 | 0
0.20169 | 0 | 0 | 0 |  | 0 | 0 | 0 | 0 | 0 | 0 | 0
0.23924 | 0 | 0 | 0 |  | 0 | 0 | 0 | 0 | 0 | 0 | 0
0.42236 | 0 | 0 | 0 |  | 0 | 0 | 0 | 0 | 0 | 0 | 0
0.86348 | 0 | 0 | 0 |  | 0 | 0 | 0 | 0 | 0 | 0 | 0
0.95951 | 0 | 0 | 0 |  | 0 | 0 | 0 | 0 | 0 | 0 | 0
0.64636 | 0 | 0 | 0 |  | 0 | 0 | 0 | 0 | 0 | 0 | 0
0.641 | 0 | 0 | 0 |  | 0 | 0 | 0 | 0 | 0 | 0 | 0
0.12612 | 0 | 0 | 0 |  | 0 | 0 | 0 | 0 | 0 | 0 | 0
0.023587 | 0 | 0 | 0 |  | 0 | 0 | 0 | 0 | 0 | 0 | 0
0.84366 | 0 | 0 | 0 |  | 0 | 0 | 0 | 0 | 0 | 0 | 0
0.59338 | 0 | 0 | 0 |  | 0 | 0 | 0 | 0 | 0 | 0 | 0
0.6525 | 0 | 0 | 0 |  | 0 | 0 | 0 | 0 | 0 | 0 | 0 | Calculations of the coefficients a,b, and c of the best-fit parabola y=ax^2+bx+c
0.94714 | 0 | 0 | 0 |  | 0 | 0 | 0 | 0 | 0 | 0 | 0 | sums | sumx | sumy | sumxy | sumx2 | sumx3 | sumx4 | sumx2y
0.91049 | 0 | 0 | 0 |  | 0 | 0 | 0 | 0 | 0 | 0 | 0 |  | ?X | ?Y | ?(X*Y) | ?(X*X) | ?(X^3) | ?(X^4) | ?(X^2)*y
0.47868 | 0 | 0 | 0 |  | 0 | 0 | 0 | 0 | 0 | 0 | 0 |  | 0 | 0 | 0 | 0 | 0 | 0 | 0
0.62214 | 0 | 0 | 0 |  | 0 | 0 | 0 | 0 | 0 | 0 | 0 | n | 0 | (number of points (n)
0.40603 | 0 | 0 | 0 |  | 0 | 0 | 0 | 0 | 0 | 0 | 0
0.54153 | 0 | 0 | 0 |  | 0 | 0 | 0 | 0 | 0 | 0 | 0 | D | 0 | Denominator (D)
0.11089 | 0 | 0 | 0 |  | 0 | 0 | 0 | 0 | 0 | 0 | 0 | a= | #DIV/0! | #DIV/0!
0.93864 | 0 | 0 | 0 |  | 0 | 0 | 0 | 0 | 0 | 0 | 0 | b= | #DIV/0!
0.35893 | 0 | 0 | 0 |  | 0 | 0 | 0 | 0 | 0 | 0 | 0 | c= | #DIV/0!
0.085313 | 0 | 0 | 0 |  | 0 | 0 | 0 | 0 | 0 | 0 | 0 | y= | #DIV/0! | X^2 | + | #DIV/0! | x | + | #DIV/0!
0.87001 | 0 | 0 | 0 |  | 0 | 0 | 0 | 0 | 0 | 0 | 0 | R2= | #DIV/0!
0.35007 | 0 | 0 | 0 |  | 0 | 0 | 0 | 0 | 0 | 0 | 0
0.42019 | 0 | 0 | 0 |  | 0 | 0 | 0 | 0 | 0 | 0 | 0 |  | Calculation of R2
0.13716 | 0 | 0 | 0 |  | 0 | 0 | 0 | 0 | 0 | 0 | 0 |  | ?(Y-meany)^2 | PredY |  | ?(Y-PredY)^2 |  | ?(meanY-PredY)^2
0.44358 | 0 | 0 | 0 |  | 0 | 0 | 0 | 0 | 0 | 0 | 0 |  | 0 | 0 |  | 0 |  | 0
0.59375 | 0 | 0 | 0 |  | 0 | 0 | 0 | 0 | 0 | 0 | 0 |  | 0 | 0 |  | 0 |  | 0
0.59297 | 0 | 0 | 0 |  | 0 | 0 | 0 | 0 | 0 | 0 | 0 |  | 0 | 0 |  | 0 |  | 0
0.21936 | 0 | 0 | 0 |  | 0 | 0 | 0 | 0 | 0 | 0 | 0 |  | 0 | 0 |  | 0 |  | 0
0.68381 | 0 | 0 | 0 |  | 0 | 0 | 0 | 0 | 0 | 0 | 0 |  | 0 | 0 |  | 0 |  | 0
0.55266 | 0 | 0 | 0 |  | 0 | 0 | 0 | 0 | 0 | 0 | 0 |  | 0 | 0 |  | 0 |  | 0
0.69463 | 0 | 0 | 0 |  | 0 | 0 | 0 | 0 | 0 | 0 | 0 |  | 0 | 0 |  | 0 |  | 0
0.16112 | 0 | 0 | 0 |  | 0 | 0 | 0 | 0 | 0 | 0 | 0 |  | 0 | 0 |  | 0 |  | 0
0.49492 | 0 | 0 | 0 |  | 0 | 0 | 0 | 0 | 0 | 0 | 0 |  | 0 | 0 |  | 0 |  | 0
0.030155 | 0 | 0 | 0 |  | 0 | 0 | 0 | 0 | 0 | 0 | 0 |  | 0 | 0 |  | 0 |  | 0
0.13035 | 0 | 0 | 0 |  | 0 | 0 | 0 | 0 | 0 | 0 | 0 |  | 0 | 0 |  | 0 |  | 0
0.14831 | 0 | 0 | 0 |  | 0 | 0 | 0 | 0 | 0 | 0 | 0 |  | 0 | 0 |  | 0 |  | 0
0.1873 | 0 | 0 | 0 |  | 0 | 0 | 0 | 0 | 0 | 0 | 0 |  | 0 | 0 |  | 0 |  | 0
0.73595 | 0 | 0 | 0 |  | 0 | 0 | 0 | 0 | 0 | 0 | 0 |  | 0 | 0 |  | 0 |  | 0
[13 empty] | 0 | 0 |  | 0 |  | 0
[13 empty] | 0 | 0 |  | 0 |  | 0
[13 empty] | 0 | 0 |  | 0 |  | 0
[13 empty] | 0 | 0 |  | 0 |  | 0
[13 empty] | 0 | 0 |  | 0 |  | 0
[13 empty] | 0 | 0 |  | 0 |  | 0
[13 empty] | 0 | 0 |  | 0 |  | 0
[13 empty] | 0 | 0 |  | 0 |  | 0
[13 empty] | 0 | 0 |  | 0 |  | 0
[13 empty] | 0 | 0 |  | 0 |  | 0
[13 empty] | 0 | 0 |  | 0 |  | 0
[13 empty] | 0 | 0 |  | 0 |  | 0
[13 empty] | 0 | 0 |  | 0 |  | 0
[13 empty] | 0 | 0 |  | 0 |  | 0
[13 empty] | 0 | 0 |  | 0 |  | 0
[13 empty] | 0 | 0 |  | 0 |  | 0
[13 empty] | 0 | 0 |  | 0 |  | 0
[13 empty] | 0 | 0 |  | 0 |  | 0
[13 empty] | 0 | 0 |  | 0 |  | 0
[13 empty] | 0 | 0 |  | 0 |  | 0
[13 empty] | 0 | 0 |  | 0 |  | 0
[13 empty] | 0 | 0 |  | 0 |  | 0
[13 empty] | 0 | 0 |  | 0 |  | 0

## Sheet38
bootstrap selection | Standards | Instrument readings | Reading of the unknown | Calculated concentration | X | Y | X*Y | X*X | X^3 | X^4 | X^2y
0.54086 | 0 | 0 | 0 |  | 0 | 0 | 0 | 0 | 0 | 0 | 0
0.34307 | 0 | 0 | 0 |  | 0 | 0 | 0 | 0 | 0 | 0 | 0
0.77822 | 0 | 0 | 0 |  | 0 | 0 | 0 | 0 | 0 | 0 | 0
0.50703 | 0 | 0 | 0 |  | 0 | 0 | 0 | 0 | 0 | 0 | 0
0.29211 | 0 | 0 | 0 |  | 0 | 0 | 0 | 0 | 0 | 0 | 0
0.037772 | 0 | 0 | 0 |  | 0 | 0 | 0 | 0 | 0 | 0 | 0
0.64132 | 0 | 0 | 0 |  | 0 | 0 | 0 | 0 | 0 | 0 | 0
0.59574 | 0 | 0 | 0 |  | 0 | 0 | 0 | 0 | 0 | 0 | 0
0.64383 | 0 | 0 | 0 |  | 0 | 0 | 0 | 0 | 0 | 0 | 0
0.57472 | 0 | 0 | 0 |  | 0 | 0 | 0 | 0 | 0 | 0 | 0
0.78178 | 0 | 0 | 0 |  | 0 | 0 | 0 | 0 | 0 | 0 | 0
0.54844 | 0 | 0 | 0 |  | 0 | 0 | 0 | 0 | 0 | 0 | 0
0.71531 | 0 | 0 | 0 |  | 0 | 0 | 0 | 0 | 0 | 0 | 0
0.71728 | 0 | 0 | 0 |  | 0 | 0 | 0 | 0 | 0 | 0 | 0
0.50216 | 0 | 0 | 0 |  | 0 | 0 | 0 | 0 | 0 | 0 | 0
0.79501 | 0 | 0 | 0 |  | 0 | 0 | 0 | 0 | 0 | 0 | 0
0.44879 | 0 | 0 | 0 |  | 0 | 0 | 0 | 0 | 0 | 0 | 0 | Calculations of the coefficients a,b, and c of the best-fit parabola y=ax^2+bx+c
0.022315 | 0 | 0 | 0 |  | 0 | 0 | 0 | 0 | 0 | 0 | 0 | sums | sumx | sumy | sumxy | sumx2 | sumx3 | sumx4 | sumx2y
0.85701 | 0 | 0 | 0 |  | 0 | 0 | 0 | 0 | 0 | 0 | 0 |  | ?X | ?Y | ?(X*Y) | ?(X*X) | ?(X^3) | ?(X^4) | ?(X^2)*y
0.21965 | 0 | 0 | 0 |  | 0 | 0 | 0 | 0 | 0 | 0 | 0 |  | 0 | 0 | 0 | 0 | 0 | 0 | 0
0.08034 | 0 | 0 | 0 |  | 0 | 0 | 0 | 0 | 0 | 0 | 0 | n | 0 | (number of points (n)
0.76822 | 0 | 0 | 0 |  | 0 | 0 | 0 | 0 | 0 | 0 | 0
0.2999 | 0 | 0 | 0 |  | 0 | 0 | 0 | 0 | 0 | 0 | 0 | D | 0 | Denominator (D)
0.78852 | 0 | 0 | 0 |  | 0 | 0 | 0 | 0 | 0 | 0 | 0 | a= | #DIV/0! | #DIV/0!
0.59333 | 0 | 0 | 0 |  | 0 | 0 | 0 | 0 | 0 | 0 | 0 | b= | #DIV/0!
0.63213 | 0 | 0 | 0 |  | 0 | 0 | 0 | 0 | 0 | 0 | 0 | c= | #DIV/0!
0.5219 | 0 | 0 | 0 |  | 0 | 0 | 0 | 0 | 0 | 0 | 0 | y= | #DIV/0! | X^2 | + | #DIV/0! | x | + | #DIV/0!
0.57546 | 0 | 0 | 0 |  | 0 | 0 | 0 | 0 | 0 | 0 | 0 | R2= | #DIV/0!
0.012317 | 0 | 0 | 0 |  | 0 | 0 | 0 | 0 | 0 | 0 | 0
0.63428 | 0 | 0 | 0 |  | 0 | 0 | 0 | 0 | 0 | 0 | 0 |  | Calculation of R2
0.66065 | 0 | 0 | 0 |  | 0 | 0 | 0 | 0 | 0 | 0 | 0 |  | ?(Y-meany)^2 | PredY |  | ?(Y-PredY)^2 |  | ?(meanY-PredY)^2
0.85251 | 0 | 0 | 0 |  | 0 | 0 | 0 | 0 | 0 | 0 | 0 |  | 0 | 0 |  | 0 |  | 0
0.10552 | 0 | 0 | 0 |  | 0 | 0 | 0 | 0 | 0 | 0 | 0 |  | 0 | 0 |  | 0 |  | 0
0.9589 | 0 | 0 | 0 |  | 0 | 0 | 0 | 0 | 0 | 0 | 0 |  | 0 | 0 |  | 0 |  | 0
0.059632 | 0 | 0 | 0 |  | 0 | 0 | 0 | 0 | 0 | 0 | 0 |  | 0 | 0 |  | 0 |  | 0
0.49604 | 0 | 0 | 0 |  | 0 | 0 | 0 | 0 | 0 | 0 | 0 |  | 0 | 0 |  | 0 |  | 0
0.17516 | 0 | 0 | 0 |  | 0 | 0 | 0 | 0 | 0 | 0 | 0 |  | 0 | 0 |  | 0 |  | 0
0.63279 | 0 | 0 | 0 |  | 0 | 0 | 0 | 0 | 0 | 0 | 0 |  | 0 | 0 |  | 0 |  | 0
0.36339 | 0 | 0 | 0 |  | 0 | 0 | 0 | 0 | 0 | 0 | 0 |  | 0 | 0 |  | 0 |  | 0
0.077339 | 0 | 0 | 0 |  | 0 | 0 | 0 | 0 | 0 | 0 | 0 |  | 0 | 0 |  | 0 |  | 0
0.52381 | 0 | 0 | 0 |  | 0 | 0 | 0 | 0 | 0 | 0 | 0 |  | 0 | 0 |  | 0 |  | 0
0.15838 | 0 | 0 | 0 |  | 0 | 0 | 0 | 0 | 0 | 0 | 0 |  | 0 | 0 |  | 0 |  | 0
0.58948 | 0 | 0 | 0 |  | 0 | 0 | 0 | 0 | 0 | 0 | 0 |  | 0 | 0 |  | 0 |  | 0
0.68912 | 0 | 0 | 0 |  | 0 | 0 | 0 | 0 | 0 | 0 | 0 |  | 0 | 0 |  | 0 |  | 0
0.18096 | 0 | 0 | 0 |  | 0 | 0 | 0 | 0 | 0 | 0 | 0 |  | 0 | 0 |  | 0 |  | 0
[13 empty] | 0 | 0 |  | 0 |  | 0
[13 empty] | 0 | 0 |  | 0 |  | 0
[13 empty] | 0 | 0 |  | 0 |  | 0
[13 empty] | 0 | 0 |  | 0 |  | 0
[13 empty] | 0 | 0 |  | 0 |  | 0
[13 empty] | 0 | 0 |  | 0 |  | 0
[13 empty] | 0 | 0 |  | 0 |  | 0
[13 empty] | 0 | 0 |  | 0 |  | 0
[13 empty] | 0 | 0 |  | 0 |  | 0
[13 empty] | 0 | 0 |  | 0 |  | 0
[13 empty] | 0 | 0 |  | 0 |  | 0
[13 empty] | 0 | 0 |  | 0 |  | 0
[13 empty] | 0 | 0 |  | 0 |  | 0
[13 empty] | 0 | 0 |  | 0 |  | 0
[13 empty] | 0 | 0 |  | 0 |  | 0
[13 empty] | 0 | 0 |  | 0 |  | 0
[13 empty] | 0 | 0 |  | 0 |  | 0
[13 empty] | 0 | 0 |  | 0 |  | 0
[13 empty] | 0 | 0 |  | 0 |  | 0
[13 empty] | 0 | 0 |  | 0 |  | 0
[13 empty] | 0 | 0 |  | 0 |  | 0
[13 empty] | 0 | 0 |  | 0 |  | 0
[13 empty] | 0 | 0 |  | 0 |  | 0

## Sheet39
bootstrap selection | Standards | Instrument readings | Reading of the unknown | Calculated concentration | X | Y | X*Y | X*X | X^3 | X^4 | X^2y
0.59368 | 0 | 0 | 0 |  | 0 | 0 | 0 | 0 | 0 | 0 | 0
0.20386 | 0 | 0 | 0 |  | 0 | 0 | 0 | 0 | 0 | 0 | 0
0.16407 | 0 | 0 | 0 |  | 0 | 0 | 0 | 0 | 0 | 0 | 0
0.50394 | 0 | 0 | 0 |  | 0 | 0 | 0 | 0 | 0 | 0 | 0
0.98189 | 0 | 0 | 0 |  | 0 | 0 | 0 | 0 | 0 | 0 | 0
0.14687 | 0 | 0 | 0 |  | 0 | 0 | 0 | 0 | 0 | 0 | 0
0.17599 | 0 | 0 | 0 |  | 0 | 0 | 0 | 0 | 0 | 0 | 0
0.60199 | 0 | 0 | 0 |  | 0 | 0 | 0 | 0 | 0 | 0 | 0
0.60722 | 0 | 0 | 0 |  | 0 | 0 | 0 | 0 | 0 | 0 | 0
0.75132 | 0 | 0 | 0 |  | 0 | 0 | 0 | 0 | 0 | 0 | 0
0.67148 | 0 | 0 | 0 |  | 0 | 0 | 0 | 0 | 0 | 0 | 0
0.75707 | 0 | 0 | 0 |  | 0 | 0 | 0 | 0 | 0 | 0 | 0
0.83718 | 0 | 0 | 0 |  | 0 | 0 | 0 | 0 | 0 | 0 | 0
0.46338 | 0 | 0 | 0 |  | 0 | 0 | 0 | 0 | 0 | 0 | 0
0.90406 | 0 | 0 | 0 |  | 0 | 0 | 0 | 0 | 0 | 0 | 0
0.43305 | 0 | 0 | 0 |  | 0 | 0 | 0 | 0 | 0 | 0 | 0
0.89033 | 0 | 0 | 0 |  | 0 | 0 | 0 | 0 | 0 | 0 | 0 | Calculations of the coefficients a,b, and c of the best-fit parabola y=ax^2+bx+c
0.75138 | 0 | 0 | 0 |  | 0 | 0 | 0 | 0 | 0 | 0 | 0 | sums | sumx | sumy | sumxy | sumx2 | sumx3 | sumx4 | sumx2y
0.51679 | 0 | 0 | 0 |  | 0 | 0 | 0 | 0 | 0 | 0 | 0 |  | ?X | ?Y | ?(X*Y) | ?(X*X) | ?(X^3) | ?(X^4) | ?(X^2)*y
0.83524 | 0 | 0 | 0 |  | 0 | 0 | 0 | 0 | 0 | 0 | 0 |  | 0 | 0 | 0 | 0 | 0 | 0 | 0
0.091963 | 0 | 0 | 0 |  | 0 | 0 | 0 | 0 | 0 | 0 | 0 | n | 0 | (number of points (n)
0.47478 | 0 | 0 | 0 |  | 0 | 0 | 0 | 0 | 0 | 0 | 0
0.6319 | 0 | 0 | 0 |  | 0 | 0 | 0 | 0 | 0 | 0 | 0 | D | 0 | Denominator (D)
0.79617 | 0 | 0 | 0 |  | 0 | 0 | 0 | 0 | 0 | 0 | 0 | a= | #DIV/0! | #DIV/0!
0.52707 | 0 | 0 | 0 |  | 0 | 0 | 0 | 0 | 0 | 0 | 0 | b= | #DIV/0!
0.88236 | 0 | 0 | 0 |  | 0 | 0 | 0 | 0 | 0 | 0 | 0 | c= | #DIV/0!
0.52456 | 0 | 0 | 0 |  | 0 | 0 | 0 | 0 | 0 | 0 | 0 | y= | #DIV/0! | X^2 | + | #DIV/0! | x | + | #DIV/0!
0.84229 | 0 | 0 | 0 |  | 0 | 0 | 0 | 0 | 0 | 0 | 0 | R2= | #DIV/0!
0.7486 | 0 | 0 | 0 |  | 0 | 0 | 0 | 0 | 0 | 0 | 0
0.67499 | 0 | 0 | 0 |  | 0 | 0 | 0 | 0 | 0 | 0 | 0 |  | Calculation of R2
0.98935 | 0 | 0 | 0 |  | 0 | 0 | 0 | 0 | 0 | 0 | 0 |  | ?(Y-meany)^2 | PredY |  | ?(Y-PredY)^2 |  | ?(meanY-PredY)^2
0.00426 | 0 | 0 | 0 |  | 0 | 0 | 0 | 0 | 0 | 0 | 0 |  | 0 | 0 |  | 0 |  | 0
0.14729 | 0 | 0 | 0 |  | 0 | 0 | 0 | 0 | 0 | 0 | 0 |  | 0 | 0 |  | 0 |  | 0
0.98334 | 0 | 0 | 0 |  | 0 | 0 | 0 | 0 | 0 | 0 | 0 |  | 0 | 0 |  | 0 |  | 0
0.60839 | 0 | 0 | 0 |  | 0 | 0 | 0 | 0 | 0 | 0 | 0 |  | 0 | 0 |  | 0 |  | 0
0.17446 | 0 | 0 | 0 |  | 0 | 0 | 0 | 0 | 0 | 0 | 0 |  | 0 | 0 |  | 0 |  | 0
0.83368 | 0 | 0 | 0 |  | 0 | 0 | 0 | 0 | 0 | 0 | 0 |  | 0 | 0 |  | 0 |  | 0
0.91214 | 0 | 0 | 0 |  | 0 | 0 | 0 | 0 | 0 | 0 | 0 |  | 0 | 0 |  | 0 |  | 0
0.3038 | 0 | 0 | 0 |  | 0 | 0 | 0 | 0 | 0 | 0 | 0 |  | 0 | 0 |  | 0 |  | 0
0.49505 | 0 | 0 | 0 |  | 0 | 0 | 0 | 0 | 0 | 0 | 0 |  | 0 | 0 |  | 0 |  | 0
0.87515 | 0 | 0 | 0 |  | 0 | 0 | 0 | 0 | 0 | 0 | 0 |  | 0 | 0 |  | 0 |  | 0
0.69459 | 0 | 0 | 0 |  | 0 | 0 | 0 | 0 | 0 | 0 | 0 |  | 0 | 0 |  | 0 |  | 0
0.29465 | 0 | 0 | 0 |  | 0 | 0 | 0 | 0 | 0 | 0 | 0 |  | 0 | 0 |  | 0 |  | 0
0.12137 | 0 | 0 | 0 |  | 0 | 0 | 0 | 0 | 0 | 0 | 0 |  | 0 | 0 |  | 0 |  | 0
0.58832 | 0 | 0 | 0 |  | 0 | 0 | 0 | 0 | 0 | 0 | 0 |  | 0 | 0 |  | 0 |  | 0
[13 empty] | 0 | 0 |  | 0 |  | 0
[13 empty] | 0 | 0 |  | 0 |  | 0
[13 empty] | 0 | 0 |  | 0 |  | 0
[13 empty] | 0 | 0 |  | 0 |  | 0
[13 empty] | 0 | 0 |  | 0 |  | 0
[13 empty] | 0 | 0 |  | 0 |  | 0
[13 empty] | 0 | 0 |  | 0 |  | 0
[13 empty] | 0 | 0 |  | 0 |  | 0
[13 empty] | 0 | 0 |  | 0 |  | 0
[13 empty] | 0 | 0 |  | 0 |  | 0
[13 empty] | 0 | 0 |  | 0 |  | 0
[13 empty] | 0 | 0 |  | 0 |  | 0
[13 empty] | 0 | 0 |  | 0 |  | 0
[13 empty] | 0 | 0 |  | 0 |  | 0
[13 empty] | 0 | 0 |  | 0 |  | 0
[13 empty] | 0 | 0 |  | 0 |  | 0
[13 empty] | 0 | 0 |  | 0 |  | 0
[13 empty] | 0 | 0 |  | 0 |  | 0
[13 empty] | 0 | 0 |  | 0 |  | 0
[13 empty] | 0 | 0 |  | 0 |  | 0
[13 empty] | 0 | 0 |  | 0 |  | 0
[13 empty] | 0 | 0 |  | 0 |  | 0
[13 empty] | 0 | 0 |  | 0 |  | 0

## Sheet40
bootstrap selection | Standards | Instrument readings | Reading of the unknown | Calculated concentration | X | Y | X*Y | X*X | X^3 | X^4 | X^2y
0.56976 | 0 | 0 | 0 |  | 0 | 0 | 0 | 0 | 0 | 0 | 0
0.58742 | 0 | 0 | 0 |  | 0 | 0 | 0 | 0 | 0 | 0 | 0
0.64556 | 0 | 0 | 0 |  | 0 | 0 | 0 | 0 | 0 | 0 | 0
0.67503 | 0 | 0 | 0 |  | 0 | 0 | 0 | 0 | 0 | 0 | 0
0.14128 | 0 | 0 | 0 |  | 0 | 0 | 0 | 0 | 0 | 0 | 0
0.46412 | 0 | 0 | 0 |  | 0 | 0 | 0 | 0 | 0 | 0 | 0
0.84265 | 0 | 0 | 0 |  | 0 | 0 | 0 | 0 | 0 | 0 | 0
0.66916 | 0 | 0 | 0 |  | 0 | 0 | 0 | 0 | 0 | 0 | 0
0.077077 | 0 | 0 | 0 |  | 0 | 0 | 0 | 0 | 0 | 0 | 0
0.93283 | 0 | 0 | 0 |  | 0 | 0 | 0 | 0 | 0 | 0 | 0
0.1217 | 0 | 0 | 0 |  | 0 | 0 | 0 | 0 | 0 | 0 | 0
0.76797 | 0 | 0 | 0 |  | 0 | 0 | 0 | 0 | 0 | 0 | 0
0.15231 | 0 | 0 | 0 |  | 0 | 0 | 0 | 0 | 0 | 0 | 0
0.87154 | 0 | 0 | 0 |  | 0 | 0 | 0 | 0 | 0 | 0 | 0
0.4453 | 0 | 0 | 0 |  | 0 | 0 | 0 | 0 | 0 | 0 | 0
0.10121 | 0 | 0 | 0 |  | 0 | 0 | 0 | 0 | 0 | 0 | 0
0.53315 | 0 | 0 | 0 |  | 0 | 0 | 0 | 0 | 0 | 0 | 0 | Calculations of the coefficients a,b, and c of the best-fit parabola y=ax^2+bx+c
0.45333 | 0 | 0 | 0 |  | 0 | 0 | 0 | 0 | 0 | 0 | 0 | sums | sumx | sumy | sumxy | sumx2 | sumx3 | sumx4 | sumx2y
0.46671 | 0 | 0 | 0 |  | 0 | 0 | 0 | 0 | 0 | 0 | 0 |  | ?X | ?Y | ?(X*Y) | ?(X*X) | ?(X^3) | ?(X^4) | ?(X^2)*y
0.63453 | 0 | 0 | 0 |  | 0 | 0 | 0 | 0 | 0 | 0 | 0 |  | 0 | 0 | 0 | 0 | 0 | 0 | 0
0.21566 | 0 | 0 | 0 |  | 0 | 0 | 0 | 0 | 0 | 0 | 0 | n | 0 | (number of points (n)
0.49413 | 0 | 0 | 0 |  | 0 | 0 | 0 | 0 | 0 | 0 | 0
0.86844 | 0 | 0 | 0 |  | 0 | 0 | 0 | 0 | 0 | 0 | 0 | D | 0 | Denominator (D)
0.75809 | 0 | 0 | 0 |  | 0 | 0 | 0 | 0 | 0 | 0 | 0 | a= | #DIV/0! | #DIV/0!
0.018705 | 0 | 0 | 0 |  | 0 | 0 | 0 | 0 | 0 | 0 | 0 | b= | #DIV/0!
0.64915 | 0 | 0 | 0 |  | 0 | 0 | 0 | 0 | 0 | 0 | 0 | c= | #DIV/0!
0.78512 | 0 | 0 | 0 |  | 0 | 0 | 0 | 0 | 0 | 0 | 0 | y= | #DIV/0! | X^2 | + | #DIV/0! | x | + | #DIV/0!
0.63676 | 0 | 0 | 0 |  | 0 | 0 | 0 | 0 | 0 | 0 | 0 | R2= | #DIV/0!
0.019194 | 0 | 0 | 0 |  | 0 | 0 | 0 | 0 | 0 | 0 | 0
0.74325 | 0 | 0 | 0 |  | 0 | 0 | 0 | 0 | 0 | 0 | 0 |  | Calculation of R2
0.46994 | 0 | 0 | 0 |  | 0 | 0 | 0 | 0 | 0 | 0 | 0 |  | ?(Y-meany)^2 | PredY |  | ?(Y-PredY)^2 |  | ?(meanY-PredY)^2
0.58431 | 0 | 0 | 0 |  | 0 | 0 | 0 | 0 | 0 | 0 | 0 |  | 0 | 0 |  | 0 |  | 0
0.25861 | 0 | 0 | 0 |  | 0 | 0 | 0 | 0 | 0 | 0 | 0 |  | 0 | 0 |  | 0 |  | 0
0.92462 | 0 | 0 | 0 |  | 0 | 0 | 0 | 0 | 0 | 0 | 0 |  | 0 | 0 |  | 0 |  | 0
0.88269 | 0 | 0 | 0 |  | 0 | 0 | 0 | 0 | 0 | 0 | 0 |  | 0 | 0 |  | 0 |  | 0
0.43862 | 0 | 0 | 0 |  | 0 | 0 | 0 | 0 | 0 | 0 | 0 |  | 0 | 0 |  | 0 |  | 0
0.16518 | 0 | 0 | 0 |  | 0 | 0 | 0 | 0 | 0 | 0 | 0 |  | 0 | 0 |  | 0 |  | 0
0.26999 | 0 | 0 | 0 |  | 0 | 0 | 0 | 0 | 0 | 0 | 0 |  | 0 | 0 |  | 0 |  | 0
0.36673 | 0 | 0 | 0 |  | 0 | 0 | 0 | 0 | 0 | 0 | 0 |  | 0 | 0 |  | 0 |  | 0
0.35711 | 0 | 0 | 0 |  | 0 | 0 | 0 | 0 | 0 | 0 | 0 |  | 0 | 0 |  | 0 |  | 0
0.95591 | 0 | 0 | 0 |  | 0 | 0 | 0 | 0 | 0 | 0 | 0 |  | 0 | 0 |  | 0 |  | 0
0.9835 | 0 | 0 | 0 |  | 0 | 0 | 0 | 0 | 0 | 0 | 0 |  | 0 | 0 |  | 0 |  | 0
0.68101 | 0 | 0 | 0 |  | 0 | 0 | 0 | 0 | 0 | 0 | 0 |  | 0 | 0 |  | 0 |  | 0
0.31233 | 0 | 0 | 0 |  | 0 | 0 | 0 | 0 | 0 | 0 | 0 |  | 0 | 0 |  | 0 |  | 0
0.24663 | 0 | 0 | 0 |  | 0 | 0 | 0 | 0 | 0 | 0 | 0 |  | 0 | 0 |  | 0 |  | 0
[13 empty] | 0 | 0 |  | 0 |  | 0
[13 empty] | 0 | 0 |  | 0 |  | 0
[13 empty] | 0 | 0 |  | 0 |  | 0
[13 empty] | 0 | 0 |  | 0 |  | 0
[13 empty] | 0 | 0 |  | 0 |  | 0
[13 empty] | 0 | 0 |  | 0 |  | 0
[13 empty] | 0 | 0 |  | 0 |  | 0
[13 empty] | 0 | 0 |  | 0 |  | 0
[13 empty] | 0 | 0 |  | 0 |  | 0
[13 empty] | 0 | 0 |  | 0 |  | 0
[13 empty] | 0 | 0 |  | 0 |  | 0
[13 empty] | 0 | 0 |  | 0 |  | 0
[13 empty] | 0 | 0 |  | 0 |  | 0
[13 empty] | 0 | 0 |  | 0 |  | 0
[13 empty] | 0 | 0 |  | 0 |  | 0
[13 empty] | 0 | 0 |  | 0 |  | 0
[13 empty] | 0 | 0 |  | 0 |  | 0
[13 empty] | 0 | 0 |  | 0 |  | 0
[13 empty] | 0 | 0 |  | 0 |  | 0
[13 empty] | 0 | 0 |  | 0 |  | 0
[13 empty] | 0 | 0 |  | 0 |  | 0
[13 empty] | 0 | 0 |  | 0 |  | 0
[13 empty] | 0 | 0 |  | 0 |  | 0

## Sheet41
bootstrap selection | Standards | Instrument readings | Reading of the unknown | Calculated concentration | X | Y | X*Y | X*X | X^3 | X^4 | X^2y
0.82526 | 0 | 0 | 0 |  | 0 | 0 | 0 | 0 | 0 | 0 | 0
0.821 | 0 | 0 | 0 |  | 0 | 0 | 0 | 0 | 0 | 0 | 0
0.23592 | 0 | 0 | 0 |  | 0 | 0 | 0 | 0 | 0 | 0 | 0
0.65541 | 0 | 0 | 0 |  | 0 | 0 | 0 | 0 | 0 | 0 | 0
0.046327 | 0 | 0 | 0 |  | 0 | 0 | 0 | 0 | 0 | 0 | 0
0.95523 | 0 | 0 | 0 |  | 0 | 0 | 0 | 0 | 0 | 0 | 0
0.63369 | 0 | 0 | 0 |  | 0 | 0 | 0 | 0 | 0 | 0 | 0
0.87381 | 0 | 0 | 0 |  | 0 | 0 | 0 | 0 | 0 | 0 | 0
0.12214 | 0 | 0 | 0 |  | 0 | 0 | 0 | 0 | 0 | 0 | 0
0.099676 | 0 | 0 | 0 |  | 0 | 0 | 0 | 0 | 0 | 0 | 0
0.61952 | 0 | 0 | 0 |  | 0 | 0 | 0 | 0 | 0 | 0 | 0
0.89669 | 0 | 0 | 0 |  | 0 | 0 | 0 | 0 | 0 | 0 | 0
0.74771 | 0 | 0 | 0 |  | 0 | 0 | 0 | 0 | 0 | 0 | 0
0.37613 | 0 | 0 | 0 |  | 0 | 0 | 0 | 0 | 0 | 0 | 0
0.81226 | 0 | 0 | 0 |  | 0 | 0 | 0 | 0 | 0 | 0 | 0
0.46081 | 0 | 0 | 0 |  | 0 | 0 | 0 | 0 | 0 | 0 | 0
0.70236 | 0 | 0 | 0 |  | 0 | 0 | 0 | 0 | 0 | 0 | 0 | Calculations of the coefficients a,b, and c of the best-fit parabola y=ax^2+bx+c
0.18954 | 0 | 0 | 0 |  | 0 | 0 | 0 | 0 | 0 | 0 | 0 | sums | sumx | sumy | sumxy | sumx2 | sumx3 | sumx4 | sumx2y
0.88509 | 0 | 0 | 0 |  | 0 | 0 | 0 | 0 | 0 | 0 | 0 |  | ?X | ?Y | ?(X*Y) | ?(X*X) | ?(X^3) | ?(X^4) | ?(X^2)*y
0.43094 | 0 | 0 | 0 |  | 0 | 0 | 0 | 0 | 0 | 0 | 0 |  | 0 | 0 | 0 | 0 | 0 | 0 | 0
0.48186 | 0 | 0 | 0 |  | 0 | 0 | 0 | 0 | 0 | 0 | 0 | n | 0 | (number of points (n)
0.099278 | 0 | 0 | 0 |  | 0 | 0 | 0 | 0 | 0 | 0 | 0
0.090084 | 0 | 0 | 0 |  | 0 | 0 | 0 | 0 | 0 | 0 | 0 | D | 0 | Denominator (D)
0.55786 | 0 | 0 | 0 |  | 0 | 0 | 0 | 0 | 0 | 0 | 0 | a= | #DIV/0! | #DIV/0!
0.04715 | 0 | 0 | 0 |  | 0 | 0 | 0 | 0 | 0 | 0 | 0 | b= | #DIV/0!
0.75564 | 0 | 0 | 0 |  | 0 | 0 | 0 | 0 | 0 | 0 | 0 | c= | #DIV/0!
0.15492 | 0 | 0 | 0 |  | 0 | 0 | 0 | 0 | 0 | 0 | 0 | y= | #DIV/0! | X^2 | + | #DIV/0! | x | + | #DIV/0!
0.51053 | 0 | 0 | 0 |  | 0 | 0 | 0 | 0 | 0 | 0 | 0 | R2= | #DIV/0!
0.18368 | 0 | 0 | 0 |  | 0 | 0 | 0 | 0 | 0 | 0 | 0
0.091654 | 0 | 0 | 0 |  | 0 | 0 | 0 | 0 | 0 | 0 | 0 |  | Calculation of R2
0.24543 | 0 | 0 | 0 |  | 0 | 0 | 0 | 0 | 0 | 0 | 0 |  | ?(Y-meany)^2 | PredY |  | ?(Y-PredY)^2 |  | ?(meanY-PredY)^2
0.48493 | 0 | 0 | 0 |  | 0 | 0 | 0 | 0 | 0 | 0 | 0 |  | 0 | 0 |  | 0 |  | 0
0.24602 | 0 | 0 | 0 |  | 0 | 0 | 0 | 0 | 0 | 0 | 0 |  | 0 | 0 |  | 0 |  | 0
0.56806 | 0 | 0 | 0 |  | 0 | 0 | 0 | 0 | 0 | 0 | 0 |  | 0 | 0 |  | 0 |  | 0
0.30806 | 0 | 0 | 0 |  | 0 | 0 | 0 | 0 | 0 | 0 | 0 |  | 0 | 0 |  | 0 |  | 0
0.93729 | 0 | 0 | 0 |  | 0 | 0 | 0 | 0 | 0 | 0 | 0 |  | 0 | 0 |  | 0 |  | 0
0.20005 | 0 | 0 | 0 |  | 0 | 0 | 0 | 0 | 0 | 0 | 0 |  | 0 | 0 |  | 0 |  | 0
0.13127 | 0 | 0 | 0 |  | 0 | 0 | 0 | 0 | 0 | 0 | 0 |  | 0 | 0 |  | 0 |  | 0
0.87968 | 0 | 0 | 0 |  | 0 | 0 | 0 | 0 | 0 | 0 | 0 |  | 0 | 0 |  | 0 |  | 0
0.62051 | 0 | 0 | 0 |  | 0 | 0 | 0 | 0 | 0 | 0 | 0 |  | 0 | 0 |  | 0 |  | 0
0.90641 | 0 | 0 | 0 |  | 0 | 0 | 0 | 0 | 0 | 0 | 0 |  | 0 | 0 |  | 0 |  | 0
0.075799 | 0 | 0 | 0 |  | 0 | 0 | 0 | 0 | 0 | 0 | 0 |  | 0 | 0 |  | 0 |  | 0
0.4643 | 0 | 0 | 0 |  | 0 | 0 | 0 | 0 | 0 | 0 | 0 |  | 0 | 0 |  | 0 |  | 0
0.25889 | 0 | 0 | 0 |  | 0 | 0 | 0 | 0 | 0 | 0 | 0 |  | 0 | 0 |  | 0 |  | 0
0.62232 | 0 | 0 | 0 |  | 0 | 0 | 0 | 0 | 0 | 0 | 0 |  | 0 | 0 |  | 0 |  | 0
[13 empty] | 0 | 0 |  | 0 |  | 0
[13 empty] | 0 | 0 |  | 0 |  | 0
[13 empty] | 0 | 0 |  | 0 |  | 0
[13 empty] | 0 | 0 |  | 0 |  | 0
[13 empty] | 0 | 0 |  | 0 |  | 0
[13 empty] | 0 | 0 |  | 0 |  | 0
[13 empty] | 0 | 0 |  | 0 |  | 0
[13 empty] | 0 | 0 |  | 0 |  | 0
[13 empty] | 0 | 0 |  | 0 |  | 0
[13 empty] | 0 | 0 |  | 0 |  | 0
[13 empty] | 0 | 0 |  | 0 |  | 0
[13 empty] | 0 | 0 |  | 0 |  | 0
[13 empty] | 0 | 0 |  | 0 |  | 0
[13 empty] | 0 | 0 |  | 0 |  | 0
[13 empty] | 0 | 0 |  | 0 |  | 0
[13 empty] | 0 | 0 |  | 0 |  | 0
[13 empty] | 0 | 0 |  | 0 |  | 0
[13 empty] | 0 | 0 |  | 0 |  | 0
[13 empty] | 0 | 0 |  | 0 |  | 0
[13 empty] | 0 | 0 |  | 0 |  | 0
[13 empty] | 0 | 0 |  | 0 |  | 0
[13 empty] | 0 | 0 |  | 0 |  | 0
[13 empty] | 0 | 0 |  | 0 |  | 0

## Sheet42
bootstrap selection | Standards | Instrument readings | Reading of the unknown | Calculated concentration | X | Y | X*Y | X*X | X^3 | X^4 | X^2y
0.10028 | 0 | 0 | 0 |  | 0 | 0 | 0 | 0 | 0 | 0 | 0
0.01227 | 0 | 0 | 0 |  | 0 | 0 | 0 | 0 | 0 | 0 | 0
0.51755 | 0 | 0 | 0 |  | 0 | 0 | 0 | 0 | 0 | 0 | 0
0.79801 | 0 | 0 | 0 |  | 0 | 0 | 0 | 0 | 0 | 0 | 0
0.054999 | 0 | 0 | 0 |  | 0 | 0 | 0 | 0 | 0 | 0 | 0
0.59438 | 0 | 0 | 0 |  | 0 | 0 | 0 | 0 | 0 | 0 | 0
0.038721 | 0 | 0 | 0 |  | 0 | 0 | 0 | 0 | 0 | 0 | 0
0.46717 | 0 | 0 | 0 |  | 0 | 0 | 0 | 0 | 0 | 0 | 0
0.96988 | 0 | 0 | 0 |  | 0 | 0 | 0 | 0 | 0 | 0 | 0
0.23515 | 0 | 0 | 0 |  | 0 | 0 | 0 | 0 | 0 | 0 | 0
0.42304 | 0 | 0 | 0 |  | 0 | 0 | 0 | 0 | 0 | 0 | 0
0.23531 | 0 | 0 | 0 |  | 0 | 0 | 0 | 0 | 0 | 0 | 0
0.28443 | 0 | 0 | 0 |  | 0 | 0 | 0 | 0 | 0 | 0 | 0
0.91405 | 0 | 0 | 0 |  | 0 | 0 | 0 | 0 | 0 | 0 | 0
0.43947 | 0 | 0 | 0 |  | 0 | 0 | 0 | 0 | 0 | 0 | 0
0.60773 | 0 | 0 | 0 |  | 0 | 0 | 0 | 0 | 0 | 0 | 0
0.13994 | 0 | 0 | 0 |  | 0 | 0 | 0 | 0 | 0 | 0 | 0 | Calculations of the coefficients a,b, and c of the best-fit parabola y=ax^2+bx+c
0.39746 | 0 | 0 | 0 |  | 0 | 0 | 0 | 0 | 0 | 0 | 0 | sums | sumx | sumy | sumxy | sumx2 | sumx3 | sumx4 | sumx2y
0.9222 | 0 | 0 | 0 |  | 0 | 0 | 0 | 0 | 0 | 0 | 0 |  | ?X | ?Y | ?(X*Y) | ?(X*X) | ?(X^3) | ?(X^4) | ?(X^2)*y
0.9963 | 0 | 0 | 0 |  | 0 | 0 | 0 | 0 | 0 | 0 | 0 |  | 0 | 0 | 0 | 0 | 0 | 0 | 0
0.43749 | 0 | 0 | 0 |  | 0 | 0 | 0 | 0 | 0 | 0 | 0 | n | 0 | (number of points (n)
0.7284 | 0 | 0 | 0 |  | 0 | 0 | 0 | 0 | 0 | 0 | 0
0.19255 | 0 | 0 | 0 |  | 0 | 0 | 0 | 0 | 0 | 0 | 0 | D | 0 | Denominator (D)
0.72794 | 0 | 0 | 0 |  | 0 | 0 | 0 | 0 | 0 | 0 | 0 | a= | #DIV/0! | #DIV/0!
0.53951 | 0 | 0 | 0 |  | 0 | 0 | 0 | 0 | 0 | 0 | 0 | b= | #DIV/0!
0.59858 | 0 | 0 | 0 |  | 0 | 0 | 0 | 0 | 0 | 0 | 0 | c= | #DIV/0!
0.43235 | 0 | 0 | 0 |  | 0 | 0 | 0 | 0 | 0 | 0 | 0 | y= | #DIV/0! | X^2 | + | #DIV/0! | x | + | #DIV/0!
0.3577 | 0 | 0 | 0 |  | 0 | 0 | 0 | 0 | 0 | 0 | 0 | R2= | #DIV/0!
0.13483 | 0 | 0 | 0 |  | 0 | 0 | 0 | 0 | 0 | 0 | 0
0.58092 | 0 | 0 | 0 |  | 0 | 0 | 0 | 0 | 0 | 0 | 0 |  | Calculation of R2
0.15368 | 0 | 0 | 0 |  | 0 | 0 | 0 | 0 | 0 | 0 | 0 |  | ?(Y-meany)^2 | PredY |  | ?(Y-PredY)^2 |  | ?(meanY-PredY)^2
0.5502 | 0 | 0 | 0 |  | 0 | 0 | 0 | 0 | 0 | 0 | 0 |  | 0 | 0 |  | 0 |  | 0
0.30617 | 0 | 0 | 0 |  | 0 | 0 | 0 | 0 | 0 | 0 | 0 |  | 0 | 0 |  | 0 |  | 0
0.090003 | 0 | 0 | 0 |  | 0 | 0 | 0 | 0 | 0 | 0 | 0 |  | 0 | 0 |  | 0 |  | 0
0.96827 | 0 | 0 | 0 |  | 0 | 0 | 0 | 0 | 0 | 0 | 0 |  | 0 | 0 |  | 0 |  | 0
0.080375 | 0 | 0 | 0 |  | 0 | 0 | 0 | 0 | 0 | 0 | 0 |  | 0 | 0 |  | 0 |  | 0
0.97183 | 0 | 0 | 0 |  | 0 | 0 | 0 | 0 | 0 | 0 | 0 |  | 0 | 0 |  | 0 |  | 0
0.27592 | 0 | 0 | 0 |  | 0 | 0 | 0 | 0 | 0 | 0 | 0 |  | 0 | 0 |  | 0 |  | 0
0.85372 | 0 | 0 | 0 |  | 0 | 0 | 0 | 0 | 0 | 0 | 0 |  | 0 | 0 |  | 0 |  | 0
0.037355 | 0 | 0 | 0 |  | 0 | 0 | 0 | 0 | 0 | 0 | 0 |  | 0 | 0 |  | 0 |  | 0
0.39443 | 0 | 0 | 0 |  | 0 | 0 | 0 | 0 | 0 | 0 | 0 |  | 0 | 0 |  | 0 |  | 0
0.90062 | 0 | 0 | 0 |  | 0 | 0 | 0 | 0 | 0 | 0 | 0 |  | 0 | 0 |  | 0 |  | 0
0.19542 | 0 | 0 | 0 |  | 0 | 0 | 0 | 0 | 0 | 0 | 0 |  | 0 | 0 |  | 0 |  | 0
0.45786 | 0 | 0 | 0 |  | 0 | 0 | 0 | 0 | 0 | 0 | 0 |  | 0 | 0 |  | 0 |  | 0
0.56106 | 0 | 0 | 0 |  | 0 | 0 | 0 | 0 | 0 | 0 | 0 |  | 0 | 0 |  | 0 |  | 0
[13 empty] | 0 | 0 |  | 0 |  | 0
[13 empty] | 0 | 0 |  | 0 |  | 0
[13 empty] | 0 | 0 |  | 0 |  | 0
[13 empty] | 0 | 0 |  | 0 |  | 0
[13 empty] | 0 | 0 |  | 0 |  | 0
[13 empty] | 0 | 0 |  | 0 |  | 0
[13 empty] | 0 | 0 |  | 0 |  | 0
[13 empty] | 0 | 0 |  | 0 |  | 0
[13 empty] | 0 | 0 |  | 0 |  | 0
[13 empty] | 0 | 0 |  | 0 |  | 0
[13 empty] | 0 | 0 |  | 0 |  | 0
[13 empty] | 0 | 0 |  | 0 |  | 0
[13 empty] | 0 | 0 |  | 0 |  | 0
[13 empty] | 0 | 0 |  | 0 |  | 0
[13 empty] | 0 | 0 |  | 0 |  | 0
[13 empty] | 0 | 0 |  | 0 |  | 0
[13 empty] | 0 | 0 |  | 0 |  | 0
[13 empty] | 0 | 0 |  | 0 |  | 0
[13 empty] | 0 | 0 |  | 0 |  | 0
[13 empty] | 0 | 0 |  | 0 |  | 0
[13 empty] | 0 | 0 |  | 0 |  | 0
[13 empty] | 0 | 0 |  | 0 |  | 0
[13 empty] | 0 | 0 |  | 0 |  | 0

## Sheet43
bootstrap selection | Standards | Instrument readings | Reading of the unknown | Calculated concentration | X | Y | X*Y | X*X | X^3 | X^4 | X^2y
0.35038 | 0 | 0 | 0 |  | 0 | 0 | 0 | 0 | 0 | 0 | 0
0.98896 | 0 | 0 | 0 |  | 0 | 0 | 0 | 0 | 0 | 0 | 0
0.55274 | 0 | 0 | 0 |  | 0 | 0 | 0 | 0 | 0 | 0 | 0
0.91568 | 0 | 0 | 0 |  | 0 | 0 | 0 | 0 | 0 | 0 | 0
0.16147 | 0 | 0 | 0 |  | 0 | 0 | 0 | 0 | 0 | 0 | 0
0.97148 | 0 | 0 | 0 |  | 0 | 0 | 0 | 0 | 0 | 0 | 0
0.93918 | 0 | 0 | 0 |  | 0 | 0 | 0 | 0 | 0 | 0 | 0
0.42076 | 0 | 0 | 0 |  | 0 | 0 | 0 | 0 | 0 | 0 | 0
0.30824 | 0 | 0 | 0 |  | 0 | 0 | 0 | 0 | 0 | 0 | 0
0.32038 | 0 | 0 | 0 |  | 0 | 0 | 0 | 0 | 0 | 0 | 0
0.28232 | 0 | 0 | 0 |  | 0 | 0 | 0 | 0 | 0 | 0 | 0
0.56784 | 0 | 0 | 0 |  | 0 | 0 | 0 | 0 | 0 | 0 | 0
0.55881 | 0 | 0 | 0 |  | 0 | 0 | 0 | 0 | 0 | 0 | 0
0.70335 | 0 | 0 | 0 |  | 0 | 0 | 0 | 0 | 0 | 0 | 0
0.10454 | 0 | 0 | 0 |  | 0 | 0 | 0 | 0 | 0 | 0 | 0
0.16147 | 0 | 0 | 0 |  | 0 | 0 | 0 | 0 | 0 | 0 | 0
0.2126 | 0 | 0 | 0 |  | 0 | 0 | 0 | 0 | 0 | 0 | 0 | Calculations of the coefficients a,b, and c of the best-fit parabola y=ax^2+bx+c
0.84613 | 0 | 0 | 0 |  | 0 | 0 | 0 | 0 | 0 | 0 | 0 | sums | sumx | sumy | sumxy | sumx2 | sumx3 | sumx4 | sumx2y
0.96142 | 0 | 0 | 0 |  | 0 | 0 | 0 | 0 | 0 | 0 | 0 |  | ?X | ?Y | ?(X*Y) | ?(X*X) | ?(X^3) | ?(X^4) | ?(X^2)*y
0.54094 | 0 | 0 | 0 |  | 0 | 0 | 0 | 0 | 0 | 0 | 0 |  | 0 | 0 | 0 | 0 | 0 | 0 | 0
0.63785 | 0 | 0 | 0 |  | 0 | 0 | 0 | 0 | 0 | 0 | 0 | n | 0 | (number of points (n)
0.020568 | 0 | 0 | 0 |  | 0 | 0 | 0 | 0 | 0 | 0 | 0
0.35845 | 0 | 0 | 0 |  | 0 | 0 | 0 | 0 | 0 | 0 | 0 | D | 0 | Denominator (D)
0.9243 | 0 | 0 | 0 |  | 0 | 0 | 0 | 0 | 0 | 0 | 0 | a= | #DIV/0! | #DIV/0!
0.16564 | 0 | 0 | 0 |  | 0 | 0 | 0 | 0 | 0 | 0 | 0 | b= | #DIV/0!
0.54708 | 0 | 0 | 0 |  | 0 | 0 | 0 | 0 | 0 | 0 | 0 | c= | #DIV/0!
0.80578 | 0 | 0 | 0 |  | 0 | 0 | 0 | 0 | 0 | 0 | 0 | y= | #DIV/0! | X^2 | + | #DIV/0! | x | + | #DIV/0!
0.84002 | 0 | 0 | 0 |  | 0 | 0 | 0 | 0 | 0 | 0 | 0 | R2= | #DIV/0!
0.21715 | 0 | 0 | 0 |  | 0 | 0 | 0 | 0 | 0 | 0 | 0
0.25838 | 0 | 0 | 0 |  | 0 | 0 | 0 | 0 | 0 | 0 | 0 |  | Calculation of R2
0.75024 | 0 | 0 | 0 |  | 0 | 0 | 0 | 0 | 0 | 0 | 0 |  | ?(Y-meany)^2 | PredY |  | ?(Y-PredY)^2 |  | ?(meanY-PredY)^2
0.54826 | 0 | 0 | 0 |  | 0 | 0 | 0 | 0 | 0 | 0 | 0 |  | 0 | 0 |  | 0 |  | 0
0.71044 | 0 | 0 | 0 |  | 0 | 0 | 0 | 0 | 0 | 0 | 0 |  | 0 | 0 |  | 0 |  | 0
0.65013 | 0 | 0 | 0 |  | 0 | 0 | 0 | 0 | 0 | 0 | 0 |  | 0 | 0 |  | 0 |  | 0
0.69897 | 0 | 0 | 0 |  | 0 | 0 | 0 | 0 | 0 | 0 | 0 |  | 0 | 0 |  | 0 |  | 0
0.43637 | 0 | 0 | 0 |  | 0 | 0 | 0 | 0 | 0 | 0 | 0 |  | 0 | 0 |  | 0 |  | 0
0.1067 | 0 | 0 | 0 |  | 0 | 0 | 0 | 0 | 0 | 0 | 0 |  | 0 | 0 |  | 0 |  | 0
0.04546 | 0 | 0 | 0 |  | 0 | 0 | 0 | 0 | 0 | 0 | 0 |  | 0 | 0 |  | 0 |  | 0
0.55784 | 0 | 0 | 0 |  | 0 | 0 | 0 | 0 | 0 | 0 | 0 |  | 0 | 0 |  | 0 |  | 0
0.093133 | 0 | 0 | 0 |  | 0 | 0 | 0 | 0 | 0 | 0 | 0 |  | 0 | 0 |  | 0 |  | 0
0.59976 | 0 | 0 | 0 |  | 0 | 0 | 0 | 0 | 0 | 0 | 0 |  | 0 | 0 |  | 0 |  | 0
0.39343 | 0 | 0 | 0 |  | 0 | 0 | 0 | 0 | 0 | 0 | 0 |  | 0 | 0 |  | 0 |  | 0
0.32548 | 0 | 0 | 0 |  | 0 | 0 | 0 | 0 | 0 | 0 | 0 |  | 0 | 0 |  | 0 |  | 0
0.04296 | 0 | 0 | 0 |  | 0 | 0 | 0 | 0 | 0 | 0 | 0 |  | 0 | 0 |  | 0 |  | 0
0.94208 | 0 | 0 | 0 |  | 0 | 0 | 0 | 0 | 0 | 0 | 0 |  | 0 | 0 |  | 0 |  | 0
[13 empty] | 0 | 0 |  | 0 |  | 0
[13 empty] | 0 | 0 |  | 0 |  | 0
[13 empty] | 0 | 0 |  | 0 |  | 0
[13 empty] | 0 | 0 |  | 0 |  | 0
[13 empty] | 0 | 0 |  | 0 |  | 0
[13 empty] | 0 | 0 |  | 0 |  | 0
[13 empty] | 0 | 0 |  | 0 |  | 0
[13 empty] | 0 | 0 |  | 0 |  | 0
[13 empty] | 0 | 0 |  | 0 |  | 0
[13 empty] | 0 | 0 |  | 0 |  | 0
[13 empty] | 0 | 0 |  | 0 |  | 0
[13 empty] | 0 | 0 |  | 0 |  | 0
[13 empty] | 0 | 0 |  | 0 |  | 0
[13 empty] | 0 | 0 |  | 0 |  | 0
[13 empty] | 0 | 0 |  | 0 |  | 0
[13 empty] | 0 | 0 |  | 0 |  | 0
[13 empty] | 0 | 0 |  | 0 |  | 0
[13 empty] | 0 | 0 |  | 0 |  | 0
[13 empty] | 0 | 0 |  | 0 |  | 0
[13 empty] | 0 | 0 |  | 0 |  | 0
[13 empty] | 0 | 0 |  | 0 |  | 0
[13 empty] | 0 | 0 |  | 0 |  | 0
[13 empty] | 0 | 0 |  | 0 |  | 0

## Sheet44
bootstrap selection | Standards | Instrument readings | Reading of the unknown | Calculated concentration | X | Y | X*Y | X*X | X^3 | X^4 | X^2y
0.94128 | 0 | 0 | 0 |  | 0 | 0 | 0 | 0 | 0 | 0 | 0
0.79938 | 0 | 0 | 0 |  | 0 | 0 | 0 | 0 | 0 | 0 | 0
0.31063 | 0 | 0 | 0 |  | 0 | 0 | 0 | 0 | 0 | 0 | 0
0.56353 | 0 | 0 | 0 |  | 0 | 0 | 0 | 0 | 0 | 0 | 0
0.74819 | 0 | 0 | 0 |  | 0 | 0 | 0 | 0 | 0 | 0 | 0
0.05693 | 0 | 0 | 0 |  | 0 | 0 | 0 | 0 | 0 | 0 | 0
0.78693 | 0 | 0 | 0 |  | 0 | 0 | 0 | 0 | 0 | 0 | 0
0.67316 | 0 | 0 | 0 |  | 0 | 0 | 0 | 0 | 0 | 0 | 0
0.13767 | 0 | 0 | 0 |  | 0 | 0 | 0 | 0 | 0 | 0 | 0
0.1553 | 0 | 0 | 0 |  | 0 | 0 | 0 | 0 | 0 | 0 | 0
0.84327 | 0 | 0 | 0 |  | 0 | 0 | 0 | 0 | 0 | 0 | 0
0.26594 | 0 | 0 | 0 |  | 0 | 0 | 0 | 0 | 0 | 0 | 0
0.54874 | 0 | 0 | 0 |  | 0 | 0 | 0 | 0 | 0 | 0 | 0
0.24713 | 0 | 0 | 0 |  | 0 | 0 | 0 | 0 | 0 | 0 | 0
0.36604 | 0 | 0 | 0 |  | 0 | 0 | 0 | 0 | 0 | 0 | 0
0.7407 | 0 | 0 | 0 |  | 0 | 0 | 0 | 0 | 0 | 0 | 0
0.39649 | 0 | 0 | 0 |  | 0 | 0 | 0 | 0 | 0 | 0 | 0 | Calculations of the coefficients a,b, and c of the best-fit parabola y=ax^2+bx+c
0.10371 | 0 | 0 | 0 |  | 0 | 0 | 0 | 0 | 0 | 0 | 0 | sums | sumx | sumy | sumxy | sumx2 | sumx3 | sumx4 | sumx2y
0.39051 | 0 | 0 | 0 |  | 0 | 0 | 0 | 0 | 0 | 0 | 0 |  | ?X | ?Y | ?(X*Y) | ?(X*X) | ?(X^3) | ?(X^4) | ?(X^2)*y
0.47392 | 0 | 0 | 0 |  | 0 | 0 | 0 | 0 | 0 | 0 | 0 |  | 0 | 0 | 0 | 0 | 0 | 0 | 0
0.0066263 | 0 | 0 | 0 |  | 0 | 0 | 0 | 0 | 0 | 0 | 0 | n | 0 | (number of points (n)
0.39776 | 0 | 0 | 0 |  | 0 | 0 | 0 | 0 | 0 | 0 | 0
0.21105 | 0 | 0 | 0 |  | 0 | 0 | 0 | 0 | 0 | 0 | 0 | D | 0 | Denominator (D)
0.7903 | 0 | 0 | 0 |  | 0 | 0 | 0 | 0 | 0 | 0 | 0 | a= | #DIV/0! | #DIV/0!
0.76261 | 0 | 0 | 0 |  | 0 | 0 | 0 | 0 | 0 | 0 | 0 | b= | #DIV/0!
0.497 | 0 | 0 | 0 |  | 0 | 0 | 0 | 0 | 0 | 0 | 0 | c= | #DIV/0!
0.31102 | 0 | 0 | 0 |  | 0 | 0 | 0 | 0 | 0 | 0 | 0 | y= | #DIV/0! | X^2 | + | #DIV/0! | x | + | #DIV/0!
0.38502 | 0 | 0 | 0 |  | 0 | 0 | 0 | 0 | 0 | 0 | 0 | R2= | #DIV/0!
0.12579 | 0 | 0 | 0 |  | 0 | 0 | 0 | 0 | 0 | 0 | 0
0.42339 | 0 | 0 | 0 |  | 0 | 0 | 0 | 0 | 0 | 0 | 0 |  | Calculation of R2
0.12321 | 0 | 0 | 0 |  | 0 | 0 | 0 | 0 | 0 | 0 | 0 |  | ?(Y-meany)^2 | PredY |  | ?(Y-PredY)^2 |  | ?(meanY-PredY)^2
0.88465 | 0 | 0 | 0 |  | 0 | 0 | 0 | 0 | 0 | 0 | 0 |  | 0 | 0 |  | 0 |  | 0
0.23993 | 0 | 0 | 0 |  | 0 | 0 | 0 | 0 | 0 | 0 | 0 |  | 0 | 0 |  | 0 |  | 0
0.40404 | 0 | 0 | 0 |  | 0 | 0 | 0 | 0 | 0 | 0 | 0 |  | 0 | 0 |  | 0 |  | 0
0.23863 | 0 | 0 | 0 |  | 0 | 0 | 0 | 0 | 0 | 0 | 0 |  | 0 | 0 |  | 0 |  | 0
0.24016 | 0 | 0 | 0 |  | 0 | 0 | 0 | 0 | 0 | 0 | 0 |  | 0 | 0 |  | 0 |  | 0
0.17377 | 0 | 0 | 0 |  | 0 | 0 | 0 | 0 | 0 | 0 | 0 |  | 0 | 0 |  | 0 |  | 0
0.51303 | 0 | 0 | 0 |  | 0 | 0 | 0 | 0 | 0 | 0 | 0 |  | 0 | 0 |  | 0 |  | 0
0.38636 | 0 | 0 | 0 |  | 0 | 0 | 0 | 0 | 0 | 0 | 0 |  | 0 | 0 |  | 0 |  | 0
0.58726 | 0 | 0 | 0 |  | 0 | 0 | 0 | 0 | 0 | 0 | 0 |  | 0 | 0 |  | 0 |  | 0
0.56632 | 0 | 0 | 0 |  | 0 | 0 | 0 | 0 | 0 | 0 | 0 |  | 0 | 0 |  | 0 |  | 0
0.98429 | 0 | 0 | 0 |  | 0 | 0 | 0 | 0 | 0 | 0 | 0 |  | 0 | 0 |  | 0 |  | 0
0.53339 | 0 | 0 | 0 |  | 0 | 0 | 0 | 0 | 0 | 0 | 0 |  | 0 | 0 |  | 0 |  | 0
0.51857 | 0 | 0 | 0 |  | 0 | 0 | 0 | 0 | 0 | 0 | 0 |  | 0 | 0 |  | 0 |  | 0
0.0959 | 0 | 0 | 0 |  | 0 | 0 | 0 | 0 | 0 | 0 | 0 |  | 0 | 0 |  | 0 |  | 0
[13 empty] | 0 | 0 |  | 0 |  | 0
[13 empty] | 0 | 0 |  | 0 |  | 0
[13 empty] | 0 | 0 |  | 0 |  | 0
[13 empty] | 0 | 0 |  | 0 |  | 0
[13 empty] | 0 | 0 |  | 0 |  | 0
[13 empty] | 0 | 0 |  | 0 |  | 0
[13 empty] | 0 | 0 |  | 0 |  | 0
[13 empty] | 0 | 0 |  | 0 |  | 0
[13 empty] | 0 | 0 |  | 0 |  | 0
[13 empty] | 0 | 0 |  | 0 |  | 0
[13 empty] | 0 | 0 |  | 0 |  | 0
[13 empty] | 0 | 0 |  | 0 |  | 0
[13 empty] | 0 | 0 |  | 0 |  | 0
[13 empty] | 0 | 0 |  | 0 |  | 0
[13 empty] | 0 | 0 |  | 0 |  | 0
[13 empty] | 0 | 0 |  | 0 |  | 0
[13 empty] | 0 | 0 |  | 0 |  | 0
[13 empty] | 0 | 0 |  | 0 |  | 0
[13 empty] | 0 | 0 |  | 0 |  | 0
[13 empty] | 0 | 0 |  | 0 |  | 0
[13 empty] | 0 | 0 |  | 0 |  | 0
[13 empty] | 0 | 0 |  | 0 |  | 0
[13 empty] | 0 | 0 |  | 0 |  | 0

## Sheet45
bootstrap selection | Standards | Instrument readings | Reading of the unknown | Calculated concentration | X | Y | X*Y | X*X | X^3 | X^4 | X^2y
0.3411 | 0 | 0 | 0 |  | 0 | 0 | 0 | 0 | 0 | 0 | 0
0.23177 | 0 | 0 | 0 |  | 0 | 0 | 0 | 0 | 0 | 0 | 0
0.69015 | 0 | 0 | 0 |  | 0 | 0 | 0 | 0 | 0 | 0 | 0
0.35849 | 0 | 0 | 0 |  | 0 | 0 | 0 | 0 | 0 | 0 | 0
0.46642 | 0 | 0 | 0 |  | 0 | 0 | 0 | 0 | 0 | 0 | 0
0.46765 | 0 | 0 | 0 |  | 0 | 0 | 0 | 0 | 0 | 0 | 0
0.14753 | 0 | 0 | 0 |  | 0 | 0 | 0 | 0 | 0 | 0 | 0
0.89228 | 0 | 0 | 0 |  | 0 | 0 | 0 | 0 | 0 | 0 | 0
0.78318 | 0 | 0 | 0 |  | 0 | 0 | 0 | 0 | 0 | 0 | 0
0.4508 | 0 | 0 | 0 |  | 0 | 0 | 0 | 0 | 0 | 0 | 0
0.27094 | 0 | 0 | 0 |  | 0 | 0 | 0 | 0 | 0 | 0 | 0
0.5443 | 0 | 0 | 0 |  | 0 | 0 | 0 | 0 | 0 | 0 | 0
0.55778 | 0 | 0 | 0 |  | 0 | 0 | 0 | 0 | 0 | 0 | 0
0.2722 | 0 | 0 | 0 |  | 0 | 0 | 0 | 0 | 0 | 0 | 0
0.80212 | 0 | 0 | 0 |  | 0 | 0 | 0 | 0 | 0 | 0 | 0
0.96106 | 0 | 0 | 0 |  | 0 | 0 | 0 | 0 | 0 | 0 | 0
0.58702 | 0 | 0 | 0 |  | 0 | 0 | 0 | 0 | 0 | 0 | 0 | Calculations of the coefficients a,b, and c of the best-fit parabola y=ax^2+bx+c
0.46935 | 0 | 0 | 0 |  | 0 | 0 | 0 | 0 | 0 | 0 | 0 | sums | sumx | sumy | sumxy | sumx2 | sumx3 | sumx4 | sumx2y
0.74162 | 0 | 0 | 0 |  | 0 | 0 | 0 | 0 | 0 | 0 | 0 |  | ?X | ?Y | ?(X*Y) | ?(X*X) | ?(X^3) | ?(X^4) | ?(X^2)*y
0.2842 | 0 | 0 | 0 |  | 0 | 0 | 0 | 0 | 0 | 0 | 0 |  | 0 | 0 | 0 | 0 | 0 | 0 | 0
0.34509 | 0 | 0 | 0 |  | 0 | 0 | 0 | 0 | 0 | 0 | 0 | n | 0 | (number of points (n)
0.75502 | 0 | 0 | 0 |  | 0 | 0 | 0 | 0 | 0 | 0 | 0
0.43377 | 0 | 0 | 0 |  | 0 | 0 | 0 | 0 | 0 | 0 | 0 | D | 0 | Denominator (D)
0.34221 | 0 | 0 | 0 |  | 0 | 0 | 0 | 0 | 0 | 0 | 0 | a= | #DIV/0! | #DIV/0!
0.52172 | 0 | 0 | 0 |  | 0 | 0 | 0 | 0 | 0 | 0 | 0 | b= | #DIV/0!
0.28411 | 0 | 0 | 0 |  | 0 | 0 | 0 | 0 | 0 | 0 | 0 | c= | #DIV/0!
0.77626 | 0 | 0 | 0 |  | 0 | 0 | 0 | 0 | 0 | 0 | 0 | y= | #DIV/0! | X^2 | + | #DIV/0! | x | + | #DIV/0!
0.57008 | 0 | 0 | 0 |  | 0 | 0 | 0 | 0 | 0 | 0 | 0 | R2= | #DIV/0!
0.73244 | 0 | 0 | 0 |  | 0 | 0 | 0 | 0 | 0 | 0 | 0
0.95789 | 0 | 0 | 0 |  | 0 | 0 | 0 | 0 | 0 | 0 | 0 |  | Calculation of R2
0.91668 | 0 | 0 | 0 |  | 0 | 0 | 0 | 0 | 0 | 0 | 0 |  | ?(Y-meany)^2 | PredY |  | ?(Y-PredY)^2 |  | ?(meanY-PredY)^2
0.37135 | 0 | 0 | 0 |  | 0 | 0 | 0 | 0 | 0 | 0 | 0 |  | 0 | 0 |  | 0 |  | 0
0.90952 | 0 | 0 | 0 |  | 0 | 0 | 0 | 0 | 0 | 0 | 0 |  | 0 | 0 |  | 0 |  | 0
0.82994 | 0 | 0 | 0 |  | 0 | 0 | 0 | 0 | 0 | 0 | 0 |  | 0 | 0 |  | 0 |  | 0
0.46149 | 0 | 0 | 0 |  | 0 | 0 | 0 | 0 | 0 | 0 | 0 |  | 0 | 0 |  | 0 |  | 0
0.30118 | 0 | 0 | 0 |  | 0 | 0 | 0 | 0 | 0 | 0 | 0 |  | 0 | 0 |  | 0 |  | 0
0.16818 | 0 | 0 | 0 |  | 0 | 0 | 0 | 0 | 0 | 0 | 0 |  | 0 | 0 |  | 0 |  | 0
0.026155 | 0 | 0 | 0 |  | 0 | 0 | 0 | 0 | 0 | 0 | 0 |  | 0 | 0 |  | 0 |  | 0
0.22294 | 0 | 0 | 0 |  | 0 | 0 | 0 | 0 | 0 | 0 | 0 |  | 0 | 0 |  | 0 |  | 0
0.24718 | 0 | 0 | 0 |  | 0 | 0 | 0 | 0 | 0 | 0 | 0 |  | 0 | 0 |  | 0 |  | 0
0.6164 | 0 | 0 | 0 |  | 0 | 0 | 0 | 0 | 0 | 0 | 0 |  | 0 | 0 |  | 0 |  | 0
0.18293 | 0 | 0 | 0 |  | 0 | 0 | 0 | 0 | 0 | 0 | 0 |  | 0 | 0 |  | 0 |  | 0
0.08461 | 0 | 0 | 0 |  | 0 | 0 | 0 | 0 | 0 | 0 | 0 |  | 0 | 0 |  | 0 |  | 0
0.44138 | 0 | 0 | 0 |  | 0 | 0 | 0 | 0 | 0 | 0 | 0 |  | 0 | 0 |  | 0 |  | 0
0.78795 | 0 | 0 | 0 |  | 0 | 0 | 0 | 0 | 0 | 0 | 0 |  | 0 | 0 |  | 0 |  | 0
[13 empty] | 0 | 0 |  | 0 |  | 0
[13 empty] | 0 | 0 |  | 0 |  | 0
[13 empty] | 0 | 0 |  | 0 |  | 0
[13 empty] | 0 | 0 |  | 0 |  | 0
[13 empty] | 0 | 0 |  | 0 |  | 0
[13 empty] | 0 | 0 |  | 0 |  | 0
[13 empty] | 0 | 0 |  | 0 |  | 0
[13 empty] | 0 | 0 |  | 0 |  | 0
[13 empty] | 0 | 0 |  | 0 |  | 0
[13 empty] | 0 | 0 |  | 0 |  | 0
[13 empty] | 0 | 0 |  | 0 |  | 0
[13 empty] | 0 | 0 |  | 0 |  | 0
[13 empty] | 0 | 0 |  | 0 |  | 0
[13 empty] | 0 | 0 |  | 0 |  | 0
[13 empty] | 0 | 0 |  | 0 |  | 0
[13 empty] | 0 | 0 |  | 0 |  | 0
[13 empty] | 0 | 0 |  | 0 |  | 0
[13 empty] | 0 | 0 |  | 0 |  | 0
[13 empty] | 0 | 0 |  | 0 |  | 0
[13 empty] | 0 | 0 |  | 0 |  | 0
[13 empty] | 0 | 0 |  | 0 |  | 0
[13 empty] | 0 | 0 |  | 0 |  | 0
[13 empty] | 0 | 0 |  | 0 |  | 0

## Sheet46
bootstrap selection | Standards | Instrument readings | Reading of the unknown | Calculated concentration | X | Y | X*Y | X*X | X^3 | X^4 | X^2y
0.26797 | 0 | 0 | 0 |  | 0 | 0 | 0 | 0 | 0 | 0 | 0
0.12945 | 0 | 0 | 0 |  | 0 | 0 | 0 | 0 | 0 | 0 | 0
0.45842 | 0 | 0 | 0 |  | 0 | 0 | 0 | 0 | 0 | 0 | 0
0.44087 | 0 | 0 | 0 |  | 0 | 0 | 0 | 0 | 0 | 0 | 0
0.2538 | 0 | 0 | 0 |  | 0 | 0 | 0 | 0 | 0 | 0 | 0
0.078936 | 0 | 0 | 0 |  | 0 | 0 | 0 | 0 | 0 | 0 | 0
0.54842 | 0 | 0 | 0 |  | 0 | 0 | 0 | 0 | 0 | 0 | 0
0.64922 | 0 | 0 | 0 |  | 0 | 0 | 0 | 0 | 0 | 0 | 0
0.59945 | 0 | 0 | 0 |  | 0 | 0 | 0 | 0 | 0 | 0 | 0
0.56209 | 0 | 0 | 0 |  | 0 | 0 | 0 | 0 | 0 | 0 | 0
0.11144 | 0 | 0 | 0 |  | 0 | 0 | 0 | 0 | 0 | 0 | 0
0.31469 | 0 | 0 | 0 |  | 0 | 0 | 0 | 0 | 0 | 0 | 0
0.30195 | 0 | 0 | 0 |  | 0 | 0 | 0 | 0 | 0 | 0 | 0
0.87647 | 0 | 0 | 0 |  | 0 | 0 | 0 | 0 | 0 | 0 | 0
0.93386 | 0 | 0 | 0 |  | 0 | 0 | 0 | 0 | 0 | 0 | 0
0.31554 | 0 | 0 | 0 |  | 0 | 0 | 0 | 0 | 0 | 0 | 0
0.24996 | 0 | 0 | 0 |  | 0 | 0 | 0 | 0 | 0 | 0 | 0 | Calculations of the coefficients a,b, and c of the best-fit parabola y=ax^2+bx+c
0.61186 | 0 | 0 | 0 |  | 0 | 0 | 0 | 0 | 0 | 0 | 0 | sums | sumx | sumy | sumxy | sumx2 | sumx3 | sumx4 | sumx2y
0.34593 | 0 | 0 | 0 |  | 0 | 0 | 0 | 0 | 0 | 0 | 0 |  | ?X | ?Y | ?(X*Y) | ?(X*X) | ?(X^3) | ?(X^4) | ?(X^2)*y
0.61413 | 0 | 0 | 0 |  | 0 | 0 | 0 | 0 | 0 | 0 | 0 |  | 0 | 0 | 0 | 0 | 0 | 0 | 0
0.86864 | 0 | 0 | 0 |  | 0 | 0 | 0 | 0 | 0 | 0 | 0 | n | 0 | (number of points (n)
0.92404 | 0 | 0 | 0 |  | 0 | 0 | 0 | 0 | 0 | 0 | 0
0.64895 | 0 | 0 | 0 |  | 0 | 0 | 0 | 0 | 0 | 0 | 0 | D | 0 | Denominator (D)
0.57639 | 0 | 0 | 0 |  | 0 | 0 | 0 | 0 | 0 | 0 | 0 | a= | #DIV/0! | #DIV/0!
0.52755 | 0 | 0 | 0 |  | 0 | 0 | 0 | 0 | 0 | 0 | 0 | b= | #DIV/0!
0.78919 | 0 | 0 | 0 |  | 0 | 0 | 0 | 0 | 0 | 0 | 0 | c= | #DIV/0!
0.14024 | 0 | 0 | 0 |  | 0 | 0 | 0 | 0 | 0 | 0 | 0 | y= | #DIV/0! | X^2 | + | #DIV/0! | x | + | #DIV/0!
0.16681 | 0 | 0 | 0 |  | 0 | 0 | 0 | 0 | 0 | 0 | 0 | R2= | #DIV/0!
0.53625 | 0 | 0 | 0 |  | 0 | 0 | 0 | 0 | 0 | 0 | 0
0.92285 | 0 | 0 | 0 |  | 0 | 0 | 0 | 0 | 0 | 0 | 0 |  | Calculation of R2
0.50269 | 0 | 0 | 0 |  | 0 | 0 | 0 | 0 | 0 | 0 | 0 |  | ?(Y-meany)^2 | PredY |  | ?(Y-PredY)^2 |  | ?(meanY-PredY)^2
0.45621 | 0 | 0 | 0 |  | 0 | 0 | 0 | 0 | 0 | 0 | 0 |  | 0 | 0 |  | 0 |  | 0
0.97391 | 0 | 0 | 0 |  | 0 | 0 | 0 | 0 | 0 | 0 | 0 |  | 0 | 0 |  | 0 |  | 0
0.97775 | 0 | 0 | 0 |  | 0 | 0 | 0 | 0 | 0 | 0 | 0 |  | 0 | 0 |  | 0 |  | 0
0.41995 | 0 | 0 | 0 |  | 0 | 0 | 0 | 0 | 0 | 0 | 0 |  | 0 | 0 |  | 0 |  | 0
0.32744 | 0 | 0 | 0 |  | 0 | 0 | 0 | 0 | 0 | 0 | 0 |  | 0 | 0 |  | 0 |  | 0
0.68655 | 0 | 0 | 0 |  | 0 | 0 | 0 | 0 | 0 | 0 | 0 |  | 0 | 0 |  | 0 |  | 0
0.81464 | 0 | 0 | 0 |  | 0 | 0 | 0 | 0 | 0 | 0 | 0 |  | 0 | 0 |  | 0 |  | 0
0.59502 | 0 | 0 | 0 |  | 0 | 0 | 0 | 0 | 0 | 0 | 0 |  | 0 | 0 |  | 0 |  | 0
0.49701 | 0 | 0 | 0 |  | 0 | 0 | 0 | 0 | 0 | 0 | 0 |  | 0 | 0 |  | 0 |  | 0
0.58015 | 0 | 0 | 0 |  | 0 | 0 | 0 | 0 | 0 | 0 | 0 |  | 0 | 0 |  | 0 |  | 0
0.30447 | 0 | 0 | 0 |  | 0 | 0 | 0 | 0 | 0 | 0 | 0 |  | 0 | 0 |  | 0 |  | 0
0.31244 | 0 | 0 | 0 |  | 0 | 0 | 0 | 0 | 0 | 0 | 0 |  | 0 | 0 |  | 0 |  | 0
0.22998 | 0 | 0 | 0 |  | 0 | 0 | 0 | 0 | 0 | 0 | 0 |  | 0 | 0 |  | 0 |  | 0
0.2482 | 0 | 0 | 0 |  | 0 | 0 | 0 | 0 | 0 | 0 | 0 |  | 0 | 0 |  | 0 |  | 0
[13 empty] | 0 | 0 |  | 0 |  | 0
[13 empty] | 0 | 0 |  | 0 |  | 0
[13 empty] | 0 | 0 |  | 0 |  | 0
[13 empty] | 0 | 0 |  | 0 |  | 0
[13 empty] | 0 | 0 |  | 0 |  | 0
[13 empty] | 0 | 0 |  | 0 |  | 0
[13 empty] | 0 | 0 |  | 0 |  | 0
[13 empty] | 0 | 0 |  | 0 |  | 0
[13 empty] | 0 | 0 |  | 0 |  | 0
[13 empty] | 0 | 0 |  | 0 |  | 0
[13 empty] | 0 | 0 |  | 0 |  | 0
[13 empty] | 0 | 0 |  | 0 |  | 0
[13 empty] | 0 | 0 |  | 0 |  | 0
[13 empty] | 0 | 0 |  | 0 |  | 0
[13 empty] | 0 | 0 |  | 0 |  | 0
[13 empty] | 0 | 0 |  | 0 |  | 0
[13 empty] | 0 | 0 |  | 0 |  | 0
[13 empty] | 0 | 0 |  | 0 |  | 0
[13 empty] | 0 | 0 |  | 0 |  | 0
[13 empty] | 0 | 0 |  | 0 |  | 0
[13 empty] | 0 | 0 |  | 0 |  | 0
[13 empty] | 0 | 0 |  | 0 |  | 0
[13 empty] | 0 | 0 |  | 0 |  | 0

## Sheet47
bootstrap selection | Standards | Instrument readings | Reading of the unknown | Calculated concentration | X | Y | X*Y | X*X | X^3 | X^4 | X^2y
0.90005 | 0 | 0 | 0 |  | 0 | 0 | 0 | 0 | 0 | 0 | 0
0.94649 | 0 | 0 | 0 |  | 0 | 0 | 0 | 0 | 0 | 0 | 0
0.58416 | 0 | 0 | 0 |  | 0 | 0 | 0 | 0 | 0 | 0 | 0
0.97758 | 0 | 0 | 0 |  | 0 | 0 | 0 | 0 | 0 | 0 | 0
0.64251 | 0 | 0 | 0 |  | 0 | 0 | 0 | 0 | 0 | 0 | 0
0.55138 | 0 | 0 | 0 |  | 0 | 0 | 0 | 0 | 0 | 0 | 0
0.64974 | 0 | 0 | 0 |  | 0 | 0 | 0 | 0 | 0 | 0 | 0
0.35949 | 0 | 0 | 0 |  | 0 | 0 | 0 | 0 | 0 | 0 | 0
0.65892 | 0 | 0 | 0 |  | 0 | 0 | 0 | 0 | 0 | 0 | 0
0.22726 | 0 | 0 | 0 |  | 0 | 0 | 0 | 0 | 0 | 0 | 0
0.095455 | 0 | 0 | 0 |  | 0 | 0 | 0 | 0 | 0 | 0 | 0
0.66283 | 0 | 0 | 0 |  | 0 | 0 | 0 | 0 | 0 | 0 | 0
0.30514 | 0 | 0 | 0 |  | 0 | 0 | 0 | 0 | 0 | 0 | 0
0.7705 | 0 | 0 | 0 |  | 0 | 0 | 0 | 0 | 0 | 0 | 0
0.15638 | 0 | 0 | 0 |  | 0 | 0 | 0 | 0 | 0 | 0 | 0
0.72684 | 0 | 0 | 0 |  | 0 | 0 | 0 | 0 | 0 | 0 | 0
0.78323 | 0 | 0 | 0 |  | 0 | 0 | 0 | 0 | 0 | 0 | 0 | Calculations of the coefficients a,b, and c of the best-fit parabola y=ax^2+bx+c
0.36934 | 0 | 0 | 0 |  | 0 | 0 | 0 | 0 | 0 | 0 | 0 | sums | sumx | sumy | sumxy | sumx2 | sumx3 | sumx4 | sumx2y
0.46117 | 0 | 0 | 0 |  | 0 | 0 | 0 | 0 | 0 | 0 | 0 |  | ?X | ?Y | ?(X*Y) | ?(X*X) | ?(X^3) | ?(X^4) | ?(X^2)*y
0.10028 | 0 | 0 | 0 |  | 0 | 0 | 0 | 0 | 0 | 0 | 0 |  | 0 | 0 | 0 | 0 | 0 | 0 | 0
0.098711 | 0 | 0 | 0 |  | 0 | 0 | 0 | 0 | 0 | 0 | 0 | n | 0 | (number of points (n)
0.20994 | 0 | 0 | 0 |  | 0 | 0 | 0 | 0 | 0 | 0 | 0
0.91125 | 0 | 0 | 0 |  | 0 | 0 | 0 | 0 | 0 | 0 | 0 | D | 0 | Denominator (D)
0.86376 | 0 | 0 | 0 |  | 0 | 0 | 0 | 0 | 0 | 0 | 0 | a= | #DIV/0! | #DIV/0!
0.37487 | 0 | 0 | 0 |  | 0 | 0 | 0 | 0 | 0 | 0 | 0 | b= | #DIV/0!
0.079633 | 0 | 0 | 0 |  | 0 | 0 | 0 | 0 | 0 | 0 | 0 | c= | #DIV/0!
0.093197 | 0 | 0 | 0 |  | 0 | 0 | 0 | 0 | 0 | 0 | 0 | y= | #DIV/0! | X^2 | + | #DIV/0! | x | + | #DIV/0!
0.75275 | 0 | 0 | 0 |  | 0 | 0 | 0 | 0 | 0 | 0 | 0 | R2= | #DIV/0!
0.67726 | 0 | 0 | 0 |  | 0 | 0 | 0 | 0 | 0 | 0 | 0
0.45565 | 0 | 0 | 0 |  | 0 | 0 | 0 | 0 | 0 | 0 | 0 |  | Calculation of R2
0.031419 | 0 | 0 | 0 |  | 0 | 0 | 0 | 0 | 0 | 0 | 0 |  | ?(Y-meany)^2 | PredY |  | ?(Y-PredY)^2 |  | ?(meanY-PredY)^2
0.017857 | 0 | 0 | 0 |  | 0 | 0 | 0 | 0 | 0 | 0 | 0 |  | 0 | 0 |  | 0 |  | 0
0.24517 | 0 | 0 | 0 |  | 0 | 0 | 0 | 0 | 0 | 0 | 0 |  | 0 | 0 |  | 0 |  | 0
0.71238 | 0 | 0 | 0 |  | 0 | 0 | 0 | 0 | 0 | 0 | 0 |  | 0 | 0 |  | 0 |  | 0
0.8203 | 0 | 0 | 0 |  | 0 | 0 | 0 | 0 | 0 | 0 | 0 |  | 0 | 0 |  | 0 |  | 0
0.596 | 0 | 0 | 0 |  | 0 | 0 | 0 | 0 | 0 | 0 | 0 |  | 0 | 0 |  | 0 |  | 0
0.016306 | 0 | 0 | 0 |  | 0 | 0 | 0 | 0 | 0 | 0 | 0 |  | 0 | 0 |  | 0 |  | 0
0.41169 | 0 | 0 | 0 |  | 0 | 0 | 0 | 0 | 0 | 0 | 0 |  | 0 | 0 |  | 0 |  | 0
0.1291 | 0 | 0 | 0 |  | 0 | 0 | 0 | 0 | 0 | 0 | 0 |  | 0 | 0 |  | 0 |  | 0
0.3092 | 0 | 0 | 0 |  | 0 | 0 | 0 | 0 | 0 | 0 | 0 |  | 0 | 0 |  | 0 |  | 0
0.65859 | 0 | 0 | 0 |  | 0 | 0 | 0 | 0 | 0 | 0 | 0 |  | 0 | 0 |  | 0 |  | 0
0.26056 | 0 | 0 | 0 |  | 0 | 0 | 0 | 0 | 0 | 0 | 0 |  | 0 | 0 |  | 0 |  | 0
0.24989 | 0 | 0 | 0 |  | 0 | 0 | 0 | 0 | 0 | 0 | 0 |  | 0 | 0 |  | 0 |  | 0
0.68748 | 0 | 0 | 0 |  | 0 | 0 | 0 | 0 | 0 | 0 | 0 |  | 0 | 0 |  | 0 |  | 0
0.02162 | 0 | 0 | 0 |  | 0 | 0 | 0 | 0 | 0 | 0 | 0 |  | 0 | 0 |  | 0 |  | 0
[13 empty] | 0 | 0 |  | 0 |  | 0
[13 empty] | 0 | 0 |  | 0 |  | 0
[13 empty] | 0 | 0 |  | 0 |  | 0
[13 empty] | 0 | 0 |  | 0 |  | 0
[13 empty] | 0 | 0 |  | 0 |  | 0
[13 empty] | 0 | 0 |  | 0 |  | 0
[13 empty] | 0 | 0 |  | 0 |  | 0
[13 empty] | 0 | 0 |  | 0 |  | 0
[13 empty] | 0 | 0 |  | 0 |  | 0
[13 empty] | 0 | 0 |  | 0 |  | 0
[13 empty] | 0 | 0 |  | 0 |  | 0
[13 empty] | 0 | 0 |  | 0 |  | 0
[13 empty] | 0 | 0 |  | 0 |  | 0
[13 empty] | 0 | 0 |  | 0 |  | 0
[13 empty] | 0 | 0 |  | 0 |  | 0
[13 empty] | 0 | 0 |  | 0 |  | 0
[13 empty] | 0 | 0 |  | 0 |  | 0
[13 empty] | 0 | 0 |  | 0 |  | 0
[13 empty] | 0 | 0 |  | 0 |  | 0
[13 empty] | 0 | 0 |  | 0 |  | 0
[13 empty] | 0 | 0 |  | 0 |  | 0
[13 empty] | 0 | 0 |  | 0 |  | 0
[13 empty] | 0 | 0 |  | 0 |  | 0

## Sheet48
bootstrap selection | Standards | Instrument readings | Reading of the unknown | Calculated concentration | X | Y | X*Y | X*X | X^3 | X^4 | X^2y
0.26671 | 0 | 0 | 0 |  | 0 | 0 | 0 | 0 | 0 | 0 | 0
0.3409 | 0 | 0 | 0 |  | 0 | 0 | 0 | 0 | 0 | 0 | 0
0.49919 | 0 | 0 | 0 |  | 0 | 0 | 0 | 0 | 0 | 0 | 0
0.90192 | 0 | 0 | 0 |  | 0 | 0 | 0 | 0 | 0 | 0 | 0
0.92041 | 0 | 0 | 0 |  | 0 | 0 | 0 | 0 | 0 | 0 | 0
0.062445 | 0 | 0 | 0 |  | 0 | 0 | 0 | 0 | 0 | 0 | 0
0.57046 | 0 | 0 | 0 |  | 0 | 0 | 0 | 0 | 0 | 0 | 0
0.97288 | 0 | 0 | 0 |  | 0 | 0 | 0 | 0 | 0 | 0 | 0
0.48458 | 0 | 0 | 0 |  | 0 | 0 | 0 | 0 | 0 | 0 | 0
0.0022484 | 0 | 0 | 0 |  | 0 | 0 | 0 | 0 | 0 | 0 | 0
0.91827 | 0 | 0 | 0 |  | 0 | 0 | 0 | 0 | 0 | 0 | 0
0.74864 | 0 | 0 | 0 |  | 0 | 0 | 0 | 0 | 0 | 0 | 0
0.53822 | 0 | 0 | 0 |  | 0 | 0 | 0 | 0 | 0 | 0 | 0
0.38466 | 0 | 0 | 0 |  | 0 | 0 | 0 | 0 | 0 | 0 | 0
0.49285 | 0 | 0 | 0 |  | 0 | 0 | 0 | 0 | 0 | 0 | 0
0.95584 | 0 | 0 | 0 |  | 0 | 0 | 0 | 0 | 0 | 0 | 0
0.65022 | 0 | 0 | 0 |  | 0 | 0 | 0 | 0 | 0 | 0 | 0 | Calculations of the coefficients a,b, and c of the best-fit parabola y=ax^2+bx+c
0.10666 | 0 | 0 | 0 |  | 0 | 0 | 0 | 0 | 0 | 0 | 0 | sums | sumx | sumy | sumxy | sumx2 | sumx3 | sumx4 | sumx2y
0.51378 | 0 | 0 | 0 |  | 0 | 0 | 0 | 0 | 0 | 0 | 0 |  | ?X | ?Y | ?(X*Y) | ?(X*X) | ?(X^3) | ?(X^4) | ?(X^2)*y
0.40176 | 0 | 0 | 0 |  | 0 | 0 | 0 | 0 | 0 | 0 | 0 |  | 0 | 0 | 0 | 0 | 0 | 0 | 0
0.66775 | 0 | 0 | 0 |  | 0 | 0 | 0 | 0 | 0 | 0 | 0 | n | 0 | (number of points (n)
0.54514 | 0 | 0 | 0 |  | 0 | 0 | 0 | 0 | 0 | 0 | 0
0.28491 | 0 | 0 | 0 |  | 0 | 0 | 0 | 0 | 0 | 0 | 0 | D | 0 | Denominator (D)
0.83431 | 0 | 0 | 0 |  | 0 | 0 | 0 | 0 | 0 | 0 | 0 | a= | #DIV/0! | #DIV/0!
0.79575 | 0 | 0 | 0 |  | 0 | 0 | 0 | 0 | 0 | 0 | 0 | b= | #DIV/0!
0.082467 | 0 | 0 | 0 |  | 0 | 0 | 0 | 0 | 0 | 0 | 0 | c= | #DIV/0!
0.67553 | 0 | 0 | 0 |  | 0 | 0 | 0 | 0 | 0 | 0 | 0 | y= | #DIV/0! | X^2 | + | #DIV/0! | x | + | #DIV/0!
0.35151 | 0 | 0 | 0 |  | 0 | 0 | 0 | 0 | 0 | 0 | 0 | R2= | #DIV/0!
0.36975 | 0 | 0 | 0 |  | 0 | 0 | 0 | 0 | 0 | 0 | 0
0.72531 | 0 | 0 | 0 |  | 0 | 0 | 0 | 0 | 0 | 0 | 0 |  | Calculation of R2
0.6082 | 0 | 0 | 0 |  | 0 | 0 | 0 | 0 | 0 | 0 | 0 |  | ?(Y-meany)^2 | PredY |  | ?(Y-PredY)^2 |  | ?(meanY-PredY)^2
0.015134 | 0 | 0 | 0 |  | 0 | 0 | 0 | 0 | 0 | 0 | 0 |  | 0 | 0 |  | 0 |  | 0
0.79072 | 0 | 0 | 0 |  | 0 | 0 | 0 | 0 | 0 | 0 | 0 |  | 0 | 0 |  | 0 |  | 0
0.21976 | 0 | 0 | 0 |  | 0 | 0 | 0 | 0 | 0 | 0 | 0 |  | 0 | 0 |  | 0 |  | 0
0.66309 | 0 | 0 | 0 |  | 0 | 0 | 0 | 0 | 0 | 0 | 0 |  | 0 | 0 |  | 0 |  | 0
0.48077 | 0 | 0 | 0 |  | 0 | 0 | 0 | 0 | 0 | 0 | 0 |  | 0 | 0 |  | 0 |  | 0
0.17051 | 0 | 0 | 0 |  | 0 | 0 | 0 | 0 | 0 | 0 | 0 |  | 0 | 0 |  | 0 |  | 0
0.67528 | 0 | 0 | 0 |  | 0 | 0 | 0 | 0 | 0 | 0 | 0 |  | 0 | 0 |  | 0 |  | 0
0.79401 | 0 | 0 | 0 |  | 0 | 0 | 0 | 0 | 0 | 0 | 0 |  | 0 | 0 |  | 0 |  | 0
0.55991 | 0 | 0 | 0 |  | 0 | 0 | 0 | 0 | 0 | 0 | 0 |  | 0 | 0 |  | 0 |  | 0
0.33815 | 0 | 0 | 0 |  | 0 | 0 | 0 | 0 | 0 | 0 | 0 |  | 0 | 0 |  | 0 |  | 0
0.96683 | 0 | 0 | 0 |  | 0 | 0 | 0 | 0 | 0 | 0 | 0 |  | 0 | 0 |  | 0 |  | 0
0.30518 | 0 | 0 | 0 |  | 0 | 0 | 0 | 0 | 0 | 0 | 0 |  | 0 | 0 |  | 0 |  | 0
0.7906 | 0 | 0 | 0 |  | 0 | 0 | 0 | 0 | 0 | 0 | 0 |  | 0 | 0 |  | 0 |  | 0
0.63717 | 0 | 0 | 0 |  | 0 | 0 | 0 | 0 | 0 | 0 | 0 |  | 0 | 0 |  | 0 |  | 0
[13 empty] | 0 | 0 |  | 0 |  | 0
[13 empty] | 0 | 0 |  | 0 |  | 0
[13 empty] | 0 | 0 |  | 0 |  | 0
[13 empty] | 0 | 0 |  | 0 |  | 0
[13 empty] | 0 | 0 |  | 0 |  | 0
[13 empty] | 0 | 0 |  | 0 |  | 0
[13 empty] | 0 | 0 |  | 0 |  | 0
[13 empty] | 0 | 0 |  | 0 |  | 0
[13 empty] | 0 | 0 |  | 0 |  | 0
[13 empty] | 0 | 0 |  | 0 |  | 0
[13 empty] | 0 | 0 |  | 0 |  | 0
[13 empty] | 0 | 0 |  | 0 |  | 0
[13 empty] | 0 | 0 |  | 0 |  | 0
[13 empty] | 0 | 0 |  | 0 |  | 0
[13 empty] | 0 | 0 |  | 0 |  | 0
[13 empty] | 0 | 0 |  | 0 |  | 0
[13 empty] | 0 | 0 |  | 0 |  | 0
[13 empty] | 0 | 0 |  | 0 |  | 0
[13 empty] | 0 | 0 |  | 0 |  | 0
[13 empty] | 0 | 0 |  | 0 |  | 0
[13 empty] | 0 | 0 |  | 0 |  | 0
[13 empty] | 0 | 0 |  | 0 |  | 0
[13 empty] | 0 | 0 |  | 0 |  | 0

## Sheet49
bootstrap selection | Standards | Instrument readings | Reading of the unknown | Calculated concentration | X | Y | X*Y | X*X | X^3 | X^4 | X^2y
4.6423e-05 | 0 | 0 | 0 |  | 0 | 0 | 0 | 0 | 0 | 0 | 0
0.076134 | 0 | 0 | 0 |  | 0 | 0 | 0 | 0 | 0 | 0 | 0
0.16704 | 0 | 0 | 0 |  | 0 | 0 | 0 | 0 | 0 | 0 | 0
0.26944 | 0 | 0 | 0 |  | 0 | 0 | 0 | 0 | 0 | 0 | 0
0.16069 | 0 | 0 | 0 |  | 0 | 0 | 0 | 0 | 0 | 0 | 0
0.35707 | 0 | 0 | 0 |  | 0 | 0 | 0 | 0 | 0 | 0 | 0
0.60915 | 0 | 0 | 0 |  | 0 | 0 | 0 | 0 | 0 | 0 | 0
0.95877 | 0 | 0 | 0 |  | 0 | 0 | 0 | 0 | 0 | 0 | 0
0.86441 | 0 | 0 | 0 |  | 0 | 0 | 0 | 0 | 0 | 0 | 0
0.66063 | 0 | 0 | 0 |  | 0 | 0 | 0 | 0 | 0 | 0 | 0
0.42438 | 0 | 0 | 0 |  | 0 | 0 | 0 | 0 | 0 | 0 | 0
0.44002 | 0 | 0 | 0 |  | 0 | 0 | 0 | 0 | 0 | 0 | 0
0.83271 | 0 | 0 | 0 |  | 0 | 0 | 0 | 0 | 0 | 0 | 0
0.34034 | 0 | 0 | 0 |  | 0 | 0 | 0 | 0 | 0 | 0 | 0
0.24962 | 0 | 0 | 0 |  | 0 | 0 | 0 | 0 | 0 | 0 | 0
0.65408 | 0 | 0 | 0 |  | 0 | 0 | 0 | 0 | 0 | 0 | 0
0.23037 | 0 | 0 | 0 |  | 0 | 0 | 0 | 0 | 0 | 0 | 0 | Calculations of the coefficients a,b, and c of the best-fit parabola y=ax^2+bx+c
0.76272 | 0 | 0 | 0 |  | 0 | 0 | 0 | 0 | 0 | 0 | 0 | sums | sumx | sumy | sumxy | sumx2 | sumx3 | sumx4 | sumx2y
0.25308 | 0 | 0 | 0 |  | 0 | 0 | 0 | 0 | 0 | 0 | 0 |  | ?X | ?Y | ?(X*Y) | ?(X*X) | ?(X^3) | ?(X^4) | ?(X^2)*y
0.28852 | 0 | 0 | 0 |  | 0 | 0 | 0 | 0 | 0 | 0 | 0 |  | 0 | 0 | 0 | 0 | 0 | 0 | 0
0.56919 | 0 | 0 | 0 |  | 0 | 0 | 0 | 0 | 0 | 0 | 0 | n | 0 | (number of points (n)
0.18369 | 0 | 0 | 0 |  | 0 | 0 | 0 | 0 | 0 | 0 | 0
0.067821 | 0 | 0 | 0 |  | 0 | 0 | 0 | 0 | 0 | 0 | 0 | D | 0 | Denominator (D)
0.67764 | 0 | 0 | 0 |  | 0 | 0 | 0 | 0 | 0 | 0 | 0 | a= | #DIV/0! | #DIV/0!
0.99073 | 0 | 0 | 0 |  | 0 | 0 | 0 | 0 | 0 | 0 | 0 | b= | #DIV/0!
0.9503 | 0 | 0 | 0 |  | 0 | 0 | 0 | 0 | 0 | 0 | 0 | c= | #DIV/0!
0.97694 | 0 | 0 | 0 |  | 0 | 0 | 0 | 0 | 0 | 0 | 0 | y= | #DIV/0! | X^2 | + | #DIV/0! | x | + | #DIV/0!
0.21366 | 0 | 0 | 0 |  | 0 | 0 | 0 | 0 | 0 | 0 | 0 | R2= | #DIV/0!
0.40239 | 0 | 0 | 0 |  | 0 | 0 | 0 | 0 | 0 | 0 | 0
0.44478 | 0 | 0 | 0 |  | 0 | 0 | 0 | 0 | 0 | 0 | 0 |  | Calculation of R2
0.28283 | 0 | 0 | 0 |  | 0 | 0 | 0 | 0 | 0 | 0 | 0 |  | ?(Y-meany)^2 | PredY |  | ?(Y-PredY)^2 |  | ?(meanY-PredY)^2
0.73549 | 0 | 0 | 0 |  | 0 | 0 | 0 | 0 | 0 | 0 | 0 |  | 0 | 0 |  | 0 |  | 0
0.75056 | 0 | 0 | 0 |  | 0 | 0 | 0 | 0 | 0 | 0 | 0 |  | 0 | 0 |  | 0 |  | 0
0.96102 | 0 | 0 | 0 |  | 0 | 0 | 0 | 0 | 0 | 0 | 0 |  | 0 | 0 |  | 0 |  | 0
0.89171 | 0 | 0 | 0 |  | 0 | 0 | 0 | 0 | 0 | 0 | 0 |  | 0 | 0 |  | 0 |  | 0
0.55463 | 0 | 0 | 0 |  | 0 | 0 | 0 | 0 | 0 | 0 | 0 |  | 0 | 0 |  | 0 |  | 0
0.9175 | 0 | 0 | 0 |  | 0 | 0 | 0 | 0 | 0 | 0 | 0 |  | 0 | 0 |  | 0 |  | 0
0.41621 | 0 | 0 | 0 |  | 0 | 0 | 0 | 0 | 0 | 0 | 0 |  | 0 | 0 |  | 0 |  | 0
0.83026 | 0 | 0 | 0 |  | 0 | 0 | 0 | 0 | 0 | 0 | 0 |  | 0 | 0 |  | 0 |  | 0
0.74004 | 0 | 0 | 0 |  | 0 | 0 | 0 | 0 | 0 | 0 | 0 |  | 0 | 0 |  | 0 |  | 0
0.51454 | 0 | 0 | 0 |  | 0 | 0 | 0 | 0 | 0 | 0 | 0 |  | 0 | 0 |  | 0 |  | 0
0.1735 | 0 | 0 | 0 |  | 0 | 0 | 0 | 0 | 0 | 0 | 0 |  | 0 | 0 |  | 0 |  | 0
0.99025 | 0 | 0 | 0 |  | 0 | 0 | 0 | 0 | 0 | 0 | 0 |  | 0 | 0 |  | 0 |  | 0
0.94924 | 0 | 0 | 0 |  | 0 | 0 | 0 | 0 | 0 | 0 | 0 |  | 0 | 0 |  | 0 |  | 0
0.95726 | 0 | 0 | 0 |  | 0 | 0 | 0 | 0 | 0 | 0 | 0 |  | 0 | 0 |  | 0 |  | 0
[13 empty] | 0 | 0 |  | 0 |  | 0
[13 empty] | 0 | 0 |  | 0 |  | 0
[13 empty] | 0 | 0 |  | 0 |  | 0
[13 empty] | 0 | 0 |  | 0 |  | 0
[13 empty] | 0 | 0 |  | 0 |  | 0
[13 empty] | 0 | 0 |  | 0 |  | 0
[13 empty] | 0 | 0 |  | 0 |  | 0
[13 empty] | 0 | 0 |  | 0 |  | 0
[13 empty] | 0 | 0 |  | 0 |  | 0
[13 empty] | 0 | 0 |  | 0 |  | 0
[13 empty] | 0 | 0 |  | 0 |  | 0
[13 empty] | 0 | 0 |  | 0 |  | 0
[13 empty] | 0 | 0 |  | 0 |  | 0
[13 empty] | 0 | 0 |  | 0 |  | 0
[13 empty] | 0 | 0 |  | 0 |  | 0
[13 empty] | 0 | 0 |  | 0 |  | 0
[13 empty] | 0 | 0 |  | 0 |  | 0
[13 empty] | 0 | 0 |  | 0 |  | 0
[13 empty] | 0 | 0 |  | 0 |  | 0
[13 empty] | 0 | 0 |  | 0 |  | 0
[13 empty] | 0 | 0 |  | 0 |  | 0
[13 empty] | 0 | 0 |  | 0 |  | 0
[13 empty] | 0 | 0 |  | 0 |  | 0

## Sheet50
bootstrap selection | Standards | Instrument readings | Reading of the unknown | Calculated concentration | X | Y | X*Y | X*X | X^3 | X^4 | X^2y
0.52146 | 0 | 0 | 0 |  | 0 | 0 | 0 | 0 | 0 | 0 | 0
0.5113 | 0 | 0 | 0 |  | 0 | 0 | 0 | 0 | 0 | 0 | 0
0.57037 | 0 | 0 | 0 |  | 0 | 0 | 0 | 0 | 0 | 0 | 0
0.56352 | 0 | 0 | 0 |  | 0 | 0 | 0 | 0 | 0 | 0 | 0
0.68017 | 0 | 0 | 0 |  | 0 | 0 | 0 | 0 | 0 | 0 | 0
0.97706 | 0 | 0 | 0 |  | 0 | 0 | 0 | 0 | 0 | 0 | 0
0.37439 | 0 | 0 | 0 |  | 0 | 0 | 0 | 0 | 0 | 0 | 0
0.28813 | 0 | 0 | 0 |  | 0 | 0 | 0 | 0 | 0 | 0 | 0
0.10202 | 0 | 0 | 0 |  | 0 | 0 | 0 | 0 | 0 | 0 | 0
0.74158 | 0 | 0 | 0 |  | 0 | 0 | 0 | 0 | 0 | 0 | 0
0.72784 | 0 | 0 | 0 |  | 0 | 0 | 0 | 0 | 0 | 0 | 0
0.12691 | 0 | 0 | 0 |  | 0 | 0 | 0 | 0 | 0 | 0 | 0
0.99603 | 0 | 0 | 0 |  | 0 | 0 | 0 | 0 | 0 | 0 | 0
0.80229 | 0 | 0 | 0 |  | 0 | 0 | 0 | 0 | 0 | 0 | 0
0.73705 | 0 | 0 | 0 |  | 0 | 0 | 0 | 0 | 0 | 0 | 0
0.14959 | 0 | 0 | 0 |  | 0 | 0 | 0 | 0 | 0 | 0 | 0
0.9172 | 0 | 0 | 0 |  | 0 | 0 | 0 | 0 | 0 | 0 | 0 | Calculations of the coefficients a,b, and c of the best-fit parabola y=ax^2+bx+c
0.60935 | 0 | 0 | 0 |  | 0 | 0 | 0 | 0 | 0 | 0 | 0 | sums | sumx | sumy | sumxy | sumx2 | sumx3 | sumx4 | sumx2y
0.26932 | 0 | 0 | 0 |  | 0 | 0 | 0 | 0 | 0 | 0 | 0 |  | ?X | ?Y | ?(X*Y) | ?(X*X) | ?(X^3) | ?(X^4) | ?(X^2)*y
0.98271 | 0 | 0 | 0 |  | 0 | 0 | 0 | 0 | 0 | 0 | 0 |  | 0 | 0 | 0 | 0 | 0 | 0 | 0
0.87496 | 0 | 0 | 0 |  | 0 | 0 | 0 | 0 | 0 | 0 | 0 | n | 0 | (number of points (n)
0.71851 | 0 | 0 | 0 |  | 0 | 0 | 0 | 0 | 0 | 0 | 0
0.96483 | 0 | 0 | 0 |  | 0 | 0 | 0 | 0 | 0 | 0 | 0 | D | 0 | Denominator (D)
0.18255 | 0 | 0 | 0 |  | 0 | 0 | 0 | 0 | 0 | 0 | 0 | a= | #DIV/0! | #DIV/0!
0.52975 | 0 | 0 | 0 |  | 0 | 0 | 0 | 0 | 0 | 0 | 0 | b= | #DIV/0!
0.042849 | 0 | 0 | 0 |  | 0 | 0 | 0 | 0 | 0 | 0 | 0 | c= | #DIV/0!
0.063049 | 0 | 0 | 0 |  | 0 | 0 | 0 | 0 | 0 | 0 | 0 | y= | #DIV/0! | X^2 | + | #DIV/0! | x | + | #DIV/0!
0.50071 | 0 | 0 | 0 |  | 0 | 0 | 0 | 0 | 0 | 0 | 0
0.84503 | 0 | 0 | 0 |  | 0 | 0 | 0 | 0 | 0 | 0 | 0
0.36232 | 0 | 0 | 0 |  | 0 | 0 | 0 | 0 | 0 | 0 | 0
0.74762 | 0 | 0 | 0 |  | 0 | 0 | 0 | 0 | 0 | 0 | 0
0.69371 | 0 | 0 | 0 |  | 0 | 0 | 0 | 0 | 0 | 0 | 0
0.74014 | 0 | 0 | 0 |  | 0 | 0 | 0 | 0 | 0 | 0 | 0
0.68041 | 0 | 0 | 0 |  | 0 | 0 | 0 | 0 | 0 | 0 | 0
0.24867 | 0 | 0 | 0 |  | 0 | 0 | 0 | 0 | 0 | 0 | 0
0.75281 | 0 | 0 | 0 |  | 0 | 0 | 0 | 0 | 0 | 0 | 0
0.14819 | 0 | 0 | 0 |  | 0 | 0 | 0 | 0 | 0 | 0 | 0
0.25057 | 0 | 0 | 0 |  | 0 | 0 | 0 | 0 | 0 | 0 | 0
0.18714 | 0 | 0 | 0 |  | 0 | 0 | 0 | 0 | 0 | 0 | 0
0.49358 | 0 | 0 | 0 |  | 0 | 0 | 0 | 0 | 0 | 0 | 0
0.16438 | 0 | 0 | 0 |  | 0 | 0 | 0 | 0 | 0 | 0 | 0
0.18001 | 0 | 0 | 0 |  | 0 | 0 | 0 | 0 | 0 | 0 | 0
0.1017 | 0 | 0 | 0 |  | 0 | 0 | 0 | 0 | 0 | 0 | 0
0.37382 | 0 | 0 | 0 |  | 0 | 0 | 0 | 0 | 0 | 0 | 0
0.82306 | 0 | 0 | 0 |  | 0 | 0 | 0 | 0 | 0 | 0 | 0

## Sheet51
bootstrap selection | Standards | Instrument readings | Reading of the unknown | Calculated concentration | X | Y | X*Y | X*X | X^3 | X^4 | X^2y
0.00040378 | 0 | 0 | 0 |  | 0 | 0 | 0 | 0 | 0 | 0 | 0
0.73583 | 0 | 0 | 0 |  | 0 | 0 | 0 | 0 | 0 | 0 | 0
0.082953 | 0 | 0 | 0 |  | 0 | 0 | 0 | 0 | 0 | 0 | 0
0.76925 | 0 | 0 | 0 |  | 0 | 0 | 0 | 0 | 0 | 0 | 0
0.90173 | 0 | 0 | 0 |  | 0 | 0 | 0 | 0 | 0 | 0 | 0
0.4477 | 0 | 0 | 0 |  | 0 | 0 | 0 | 0 | 0 | 0 | 0
0.32602 | 0 | 0 | 0 |  | 0 | 0 | 0 | 0 | 0 | 0 | 0
0.93824 | 0 | 0 | 0 |  | 0 | 0 | 0 | 0 | 0 | 0 | 0
0.36402 | 0 | 0 | 0 |  | 0 | 0 | 0 | 0 | 0 | 0 | 0
0.40488 | 0 | 0 | 0 |  | 0 | 0 | 0 | 0 | 0 | 0 | 0
0.16221 | 0 | 0 | 0 |  | 0 | 0 | 0 | 0 | 0 | 0 | 0
0.56945 | 0 | 0 | 0 |  | 0 | 0 | 0 | 0 | 0 | 0 | 0
0.076147 | 0 | 0 | 0 |  | 0 | 0 | 0 | 0 | 0 | 0 | 0
0.16424 | 0 | 0 | 0 |  | 0 | 0 | 0 | 0 | 0 | 0 | 0
0.26517 | 0 | 0 | 0 |  | 0 | 0 | 0 | 0 | 0 | 0 | 0
0.20615 | 0 | 0 | 0 |  | 0 | 0 | 0 | 0 | 0 | 0 | 0
0.089811 | 0 | 0 | 0 |  | 0 | 0 | 0 | 0 | 0 | 0 | 0 | Calculations of the coefficients a,b, and c of the best-fit parabola y=ax^2+bx+c
0.77978 | 0 | 0 | 0 |  | 0 | 0 | 0 | 0 | 0 | 0 | 0 | sums | sumx | sumy | sumxy | sumx2 | sumx3 | sumx4 | sumx2y
0.34337 | 0 | 0 | 0 |  | 0 | 0 | 0 | 0 | 0 | 0 | 0 |  | ?X | ?Y | ?(X*Y) | ?(X*X) | ?(X^3) | ?(X^4) | ?(X^2)*y
0.93614 | 0 | 0 | 0 |  | 0 | 0 | 0 | 0 | 0 | 0 | 0 |  | 0 | 0 | 0 | 0 | 0 | 0 | 0
0.15694 | 0 | 0 | 0 |  | 0 | 0 | 0 | 0 | 0 | 0 | 0 | n | 0 | (number of points (n)
0.45403 | 0 | 0 | 0 |  | 0 | 0 | 0 | 0 | 0 | 0 | 0
0.8647 | 0 | 0 | 0 |  | 0 | 0 | 0 | 0 | 0 | 0 | 0 | D | 0 | Denominator (D)
0.69819 | 0 | 0 | 0 |  | 0 | 0 | 0 | 0 | 0 | 0 | 0 | a= | #DIV/0! | #DIV/0!
0.94221 | 0 | 0 | 0 |  | 0 | 0 | 0 | 0 | 0 | 0 | 0 | b= | #DIV/0!
0.45706 | 0 | 0 | 0 |  | 0 | 0 | 0 | 0 | 0 | 0 | 0 | c= | #DIV/0!
0.484 | 0 | 0 | 0 |  | 0 | 0 | 0 | 0 | 0 | 0 | 0 | y= | #DIV/0! | X^2 | + | #DIV/0! | x | + | #DIV/0!
0.21166 | 0 | 0 | 0 |  | 0 | 0 | 0 | 0 | 0 | 0 | 0
0.65473 | 0 | 0 | 0 |  | 0 | 0 | 0 | 0 | 0 | 0 | 0
0.29442 | 0 | 0 | 0 |  | 0 | 0 | 0 | 0 | 0 | 0 | 0
0.14454 | 0 | 0 | 0 |  | 0 | 0 | 0 | 0 | 0 | 0 | 0
0.76743 | 0 | 0 | 0 |  | 0 | 0 | 0 | 0 | 0 | 0 | 0
0.84155 | 0 | 0 | 0 |  | 0 | 0 | 0 | 0 | 0 | 0 | 0
0.53253 | 0 | 0 | 0 |  | 0 | 0 | 0 | 0 | 0 | 0 | 0
0.34686 | 0 | 0 | 0 |  | 0 | 0 | 0 | 0 | 0 | 0 | 0
0.97874 | 0 | 0 | 0 |  | 0 | 0 | 0 | 0 | 0 | 0 | 0
0.1833 | 0 | 0 | 0 |  | 0 | 0 | 0 | 0 | 0 | 0 | 0
0.39553 | 0 | 0 | 0 |  | 0 | 0 | 0 | 0 | 0 | 0 | 0
0.28144 | 0 | 0 | 0 |  | 0 | 0 | 0 | 0 | 0 | 0 | 0
0.30049 | 0 | 0 | 0 |  | 0 | 0 | 0 | 0 | 0 | 0 | 0
0.20052 | 0 | 0 | 0 |  | 0 | 0 | 0 | 0 | 0 | 0 | 0
0.88994 | 0 | 0 | 0 |  | 0 | 0 | 0 | 0 | 0 | 0 | 0
0.68087 | 0 | 0 | 0 |  | 0 | 0 | 0 | 0 | 0 | 0 | 0
0.48815 | 0 | 0 | 0 |  | 0 | 0 | 0 | 0 | 0 | 0 | 0
0.90928 | 0 | 0 | 0 |  | 0 | 0 | 0 | 0 | 0 | 0 | 0

## Sheet52
bootstrap selection | Standards | Instrument readings | Reading of the unknown | Calculated concentration | X | Y | X*Y | X*X | X^3 | X^4 | X^2y
0.80782 | 0 | 0 | 0 |  | 0 | 0 | 0 | 0 | 0 | 0 | 0
0.92134 | 0 | 0 | 0 |  | 0 | 0 | 0 | 0 | 0 | 0 | 0
0.57954 | 0 | 0 | 0 |  | 0 | 0 | 0 | 0 | 0 | 0 | 0
0.65846 | 0 | 0 | 0 |  | 0 | 0 | 0 | 0 | 0 | 0 | 0
0.85295 | 0 | 0 | 0 |  | 0 | 0 | 0 | 0 | 0 | 0 | 0
0.6058 | 0 | 0 | 0 |  | 0 | 0 | 0 | 0 | 0 | 0 | 0
0.90935 | 0 | 0 | 0 |  | 0 | 0 | 0 | 0 | 0 | 0 | 0
0.45279 | 0 | 0 | 0 |  | 0 | 0 | 0 | 0 | 0 | 0 | 0
0.31785 | 0 | 0 | 0 |  | 0 | 0 | 0 | 0 | 0 | 0 | 0
0.012164 | 0 | 0 | 0 |  | 0 | 0 | 0 | 0 | 0 | 0 | 0
0.84428 | 0 | 0 | 0 |  | 0 | 0 | 0 | 0 | 0 | 0 | 0
0.067134 | 0 | 0 | 0 |  | 0 | 0 | 0 | 0 | 0 | 0 | 0
0.52564 | 0 | 0 | 0 |  | 0 | 0 | 0 | 0 | 0 | 0 | 0
0.22691 | 0 | 0 | 0 |  | 0 | 0 | 0 | 0 | 0 | 0 | 0
0.59022 | 0 | 0 | 0 |  | 0 | 0 | 0 | 0 | 0 | 0 | 0
0.34328 | 0 | 0 | 0 |  | 0 | 0 | 0 | 0 | 0 | 0 | 0
0.58355 | 0 | 0 | 0 |  | 0 | 0 | 0 | 0 | 0 | 0 | 0 | Calculations of the coefficients a,b, and c of the best-fit parabola y=ax^2+bx+c
0.14025 | 0 | 0 | 0 |  | 0 | 0 | 0 | 0 | 0 | 0 | 0 | sums | sumx | sumy | sumxy | sumx2 | sumx3 | sumx4 | sumx2y
0.88319 | 0 | 0 | 0 |  | 0 | 0 | 0 | 0 | 0 | 0 | 0 |  | ?X | ?Y | ?(X*Y) | ?(X*X) | ?(X^3) | ?(X^4) | ?(X^2)*y
0.73365 | 0 | 0 | 0 |  | 0 | 0 | 0 | 0 | 0 | 0 | 0 |  | 0 | 0 | 0 | 0 | 0 | 0 | 0
0.3551 | 0 | 0 | 0 |  | 0 | 0 | 0 | 0 | 0 | 0 | 0 | n | 0 | (number of points (n)
0.99145 | 0 | 0 | 0 |  | 0 | 0 | 0 | 0 | 0 | 0 | 0
0.96468 | 0 | 0 | 0 |  | 0 | 0 | 0 | 0 | 0 | 0 | 0 | D | 0 | Denominator (D)
0.18368 | 0 | 0 | 0 |  | 0 | 0 | 0 | 0 | 0 | 0 | 0 | a= | #DIV/0! | #DIV/0!
0.26005 | 0 | 0 | 0 |  | 0 | 0 | 0 | 0 | 0 | 0 | 0 | b= | #DIV/0!
0.30815 | 0 | 0 | 0 |  | 0 | 0 | 0 | 0 | 0 | 0 | 0 | c= | #DIV/0!
0.35478 | 0 | 0 | 0 |  | 0 | 0 | 0 | 0 | 0 | 0 | 0 | y= | #DIV/0! | X^2 | + | #DIV/0! | x | + | #DIV/0!
0.29785 | 0 | 0 | 0 |  | 0 | 0 | 0 | 0 | 0 | 0 | 0
0.20628 | 0 | 0 | 0 |  | 0 | 0 | 0 | 0 | 0 | 0 | 0
0.35513 | 0 | 0 | 0 |  | 0 | 0 | 0 | 0 | 0 | 0 | 0
0.67268 | 0 | 0 | 0 |  | 0 | 0 | 0 | 0 | 0 | 0 | 0
0.88962 | 0 | 0 | 0 |  | 0 | 0 | 0 | 0 | 0 | 0 | 0
0.65973 | 0 | 0 | 0 |  | 0 | 0 | 0 | 0 | 0 | 0 | 0
0.99684 | 0 | 0 | 0 |  | 0 | 0 | 0 | 0 | 0 | 0 | 0
0.67973 | 0 | 0 | 0 |  | 0 | 0 | 0 | 0 | 0 | 0 | 0
0.81975 | 0 | 0 | 0 |  | 0 | 0 | 0 | 0 | 0 | 0 | 0
0.067242 | 0 | 0 | 0 |  | 0 | 0 | 0 | 0 | 0 | 0 | 0
0.77266 | 0 | 0 | 0 |  | 0 | 0 | 0 | 0 | 0 | 0 | 0
0.61041 | 0 | 0 | 0 |  | 0 | 0 | 0 | 0 | 0 | 0 | 0
0.22173 | 0 | 0 | 0 |  | 0 | 0 | 0 | 0 | 0 | 0 | 0
0.27863 | 0 | 0 | 0 |  | 0 | 0 | 0 | 0 | 0 | 0 | 0
0.70355 | 0 | 0 | 0 |  | 0 | 0 | 0 | 0 | 0 | 0 | 0
0.43659 | 0 | 0 | 0 |  | 0 | 0 | 0 | 0 | 0 | 0 | 0
0.70196 | 0 | 0 | 0 |  | 0 | 0 | 0 | 0 | 0 | 0 | 0
0.82512 | 0 | 0 | 0 |  | 0 | 0 | 0 | 0 | 0 | 0 | 0

## Sheet53
bootstrap selection | Standards | Instrument readings | Reading of the unknown | Calculated concentration | X | Y | X*Y | X*X | X^3 | X^4 | X^2y
0.022146 | 0 | 0 | 0 |  | 0 | 0 | 0 | 0 | 0 | 0 | 0
0.19955 | 0 | 0 | 0 |  | 0 | 0 | 0 | 0 | 0 | 0 | 0
0.19699 | 0 | 0 | 0 |  | 0 | 0 | 0 | 0 | 0 | 0 | 0
0.74331 | 0 | 0 | 0 |  | 0 | 0 | 0 | 0 | 0 | 0 | 0
0.84118 | 0 | 0 | 0 |  | 0 | 0 | 0 | 0 | 0 | 0 | 0
0.15684 | 0 | 0 | 0 |  | 0 | 0 | 0 | 0 | 0 | 0 | 0
0.25333 | 0 | 0 | 0 |  | 0 | 0 | 0 | 0 | 0 | 0 | 0
0.91859 | 0 | 0 | 0 |  | 0 | 0 | 0 | 0 | 0 | 0 | 0
0.46585 | 0 | 0 | 0 |  | 0 | 0 | 0 | 0 | 0 | 0 | 0
0.37083 | 0 | 0 | 0 |  | 0 | 0 | 0 | 0 | 0 | 0 | 0
0.52998 | 0 | 0 | 0 |  | 0 | 0 | 0 | 0 | 0 | 0 | 0
0.63107 | 0 | 0 | 0 |  | 0 | 0 | 0 | 0 | 0 | 0 | 0
0.51314 | 0 | 0 | 0 |  | 0 | 0 | 0 | 0 | 0 | 0 | 0
0.98758 | 0 | 0 | 0 |  | 0 | 0 | 0 | 0 | 0 | 0 | 0
0.56284 | 0 | 0 | 0 |  | 0 | 0 | 0 | 0 | 0 | 0 | 0
0.91446 | 0 | 0 | 0 |  | 0 | 0 | 0 | 0 | 0 | 0 | 0
0.18851 | 0 | 0 | 0 |  | 0 | 0 | 0 | 0 | 0 | 0 | 0 | Calculations of the coefficients a,b, and c of the best-fit parabola y=ax^2+bx+c
0.72706 | 0 | 0 | 0 |  | 0 | 0 | 0 | 0 | 0 | 0 | 0 | sums | sumx | sumy | sumxy | sumx2 | sumx3 | sumx4 | sumx2y
0.67052 | 0 | 0 | 0 |  | 0 | 0 | 0 | 0 | 0 | 0 | 0 |  | ?X | ?Y | ?(X*Y) | ?(X*X) | ?(X^3) | ?(X^4) | ?(X^2)*y
0.13269 | 0 | 0 | 0 |  | 0 | 0 | 0 | 0 | 0 | 0 | 0 |  | 0 | 0 | 0 | 0 | 0 | 0 | 0
0.75711 | 0 | 0 | 0 |  | 0 | 0 | 0 | 0 | 0 | 0 | 0 | n | 0 | (number of points (n)
0.66263 | 0 | 0 | 0 |  | 0 | 0 | 0 | 0 | 0 | 0 | 0
0.63902 | 0 | 0 | 0 |  | 0 | 0 | 0 | 0 | 0 | 0 | 0 | D | 0 | Denominator (D)
0.97305 | 0 | 0 | 0 |  | 0 | 0 | 0 | 0 | 0 | 0 | 0 | a= | #DIV/0! | #DIV/0!
0.22054 | 0 | 0 | 0 |  | 0 | 0 | 0 | 0 | 0 | 0 | 0 | b= | #DIV/0!
0.7183 | 0 | 0 | 0 |  | 0 | 0 | 0 | 0 | 0 | 0 | 0 | c= | #DIV/0!
0.18375 | 0 | 0 | 0 |  | 0 | 0 | 0 | 0 | 0 | 0 | 0 | y= | #DIV/0! | X^2 | + | #DIV/0! | x | + | #DIV/0!
0.29142 | 0 | 0 | 0 |  | 0 | 0 | 0 | 0 | 0 | 0 | 0
0.49634 | 0 | 0 | 0 |  | 0 | 0 | 0 | 0 | 0 | 0 | 0
0.26639 | 0 | 0 | 0 |  | 0 | 0 | 0 | 0 | 0 | 0 | 0
0.32135 | 0 | 0 | 0 |  | 0 | 0 | 0 | 0 | 0 | 0 | 0
0.81924 | 0 | 0 | 0 |  | 0 | 0 | 0 | 0 | 0 | 0 | 0
0.057481 | 0 | 0 | 0 |  | 0 | 0 | 0 | 0 | 0 | 0 | 0
0.312 | 0 | 0 | 0 |  | 0 | 0 | 0 | 0 | 0 | 0 | 0
0.91485 | 0 | 0 | 0 |  | 0 | 0 | 0 | 0 | 0 | 0 | 0
0.94797 | 0 | 0 | 0 |  | 0 | 0 | 0 | 0 | 0 | 0 | 0
0.62345 | 0 | 0 | 0 |  | 0 | 0 | 0 | 0 | 0 | 0 | 0
0.13883 | 0 | 0 | 0 |  | 0 | 0 | 0 | 0 | 0 | 0 | 0
0.62532 | 0 | 0 | 0 |  | 0 | 0 | 0 | 0 | 0 | 0 | 0
0.27597 | 0 | 0 | 0 |  | 0 | 0 | 0 | 0 | 0 | 0 | 0
0.79353 | 0 | 0 | 0 |  | 0 | 0 | 0 | 0 | 0 | 0 | 0
0.77176 | 0 | 0 | 0 |  | 0 | 0 | 0 | 0 | 0 | 0 | 0
0.38458 | 0 | 0 | 0 |  | 0 | 0 | 0 | 0 | 0 | 0 | 0
0.99032 | 0 | 0 | 0 |  | 0 | 0 | 0 | 0 | 0 | 0 | 0
0.03947 | 0 | 0 | 0 |  | 0 | 0 | 0 | 0 | 0 | 0 | 0

## Sheet54
bootstrap selection | Standards | Instrument readings | Reading of the unknown | Calculated concentration | X | Y | X*Y | X*X | X^3 | X^4 | X^2y
0.88354 | 0 | 0 | 0 |  | 0 | 0 | 0 | 0 | 0 | 0 | 0
0.75425 | 0 | 0 | 0 |  | 0 | 0 | 0 | 0 | 0 | 0 | 0
0.64783 | 0 | 0 | 0 |  | 0 | 0 | 0 | 0 | 0 | 0 | 0
0.14674 | 0 | 0 | 0 |  | 0 | 0 | 0 | 0 | 0 | 0 | 0
0.52488 | 0 | 0 | 0 |  | 0 | 0 | 0 | 0 | 0 | 0 | 0
0.55473 | 0 | 0 | 0 |  | 0 | 0 | 0 | 0 | 0 | 0 | 0
0.14616 | 0 | 0 | 0 |  | 0 | 0 | 0 | 0 | 0 | 0 | 0
0.51903 | 0 | 0 | 0 |  | 0 | 0 | 0 | 0 | 0 | 0 | 0
0.12078 | 0 | 0 | 0 |  | 0 | 0 | 0 | 0 | 0 | 0 | 0
0.7871 | 0 | 0 | 0 |  | 0 | 0 | 0 | 0 | 0 | 0 | 0
0.54055 | 0 | 0 | 0 |  | 0 | 0 | 0 | 0 | 0 | 0 | 0
0.98801 | 0 | 0 | 0 |  | 0 | 0 | 0 | 0 | 0 | 0 | 0
0.14182 | 0 | 0 | 0 |  | 0 | 0 | 0 | 0 | 0 | 0 | 0
0.22096 | 0 | 0 | 0 |  | 0 | 0 | 0 | 0 | 0 | 0 | 0
0.25103 | 0 | 0 | 0 |  | 0 | 0 | 0 | 0 | 0 | 0 | 0
0.79144 | 0 | 0 | 0 |  | 0 | 0 | 0 | 0 | 0 | 0 | 0
0.11122 | 0 | 0 | 0 |  | 0 | 0 | 0 | 0 | 0 | 0 | 0 | Calculations of the coefficients a,b, and c of the best-fit parabola y=ax^2+bx+c
0.5602 | 0 | 0 | 0 |  | 0 | 0 | 0 | 0 | 0 | 0 | 0 | sums | sumx | sumy | sumxy | sumx2 | sumx3 | sumx4 | sumx2y
0.68399 | 0 | 0 | 0 |  | 0 | 0 | 0 | 0 | 0 | 0 | 0 |  | ?X | ?Y | ?(X*Y) | ?(X*X) | ?(X^3) | ?(X^4) | ?(X^2)*y
0.34855 | 0 | 0 | 0 |  | 0 | 0 | 0 | 0 | 0 | 0 | 0 |  | 0 | 0 | 0 | 0 | 0 | 0 | 0
0.6939 | 0 | 0 | 0 |  | 0 | 0 | 0 | 0 | 0 | 0 | 0 | n | 0 | (number of points (n)
0.27758 | 0 | 0 | 0 |  | 0 | 0 | 0 | 0 | 0 | 0 | 0
0.71797 | 0 | 0 | 0 |  | 0 | 0 | 0 | 0 | 0 | 0 | 0 | D | 0 | Denominator (D)
0.3874 | 0 | 0 | 0 |  | 0 | 0 | 0 | 0 | 0 | 0 | 0 | a= | #DIV/0! | #DIV/0!
0.23322 | 0 | 0 | 0 |  | 0 | 0 | 0 | 0 | 0 | 0 | 0 | b= | #DIV/0!
0.90594 | 0 | 0 | 0 |  | 0 | 0 | 0 | 0 | 0 | 0 | 0 | c= | #DIV/0!
0.3328 | 0 | 0 | 0 |  | 0 | 0 | 0 | 0 | 0 | 0 | 0 | y= | #DIV/0! | X^2 | + | #DIV/0! | x | + | #DIV/0!
0.23193 | 0 | 0 | 0 |  | 0 | 0 | 0 | 0 | 0 | 0 | 0
0.12506 | 0 | 0 | 0 |  | 0 | 0 | 0 | 0 | 0 | 0 | 0
0.95036 | 0 | 0 | 0 |  | 0 | 0 | 0 | 0 | 0 | 0 | 0
0.027384 | 0 | 0 | 0 |  | 0 | 0 | 0 | 0 | 0 | 0 | 0
0.77507 | 0 | 0 | 0 |  | 0 | 0 | 0 | 0 | 0 | 0 | 0
0.31611 | 0 | 0 | 0 |  | 0 | 0 | 0 | 0 | 0 | 0 | 0
0.87757 | 0 | 0 | 0 |  | 0 | 0 | 0 | 0 | 0 | 0 | 0
0.11793 | 0 | 0 | 0 |  | 0 | 0 | 0 | 0 | 0 | 0 | 0
0.83531 | 0 | 0 | 0 |  | 0 | 0 | 0 | 0 | 0 | 0 | 0
0.90712 | 0 | 0 | 0 |  | 0 | 0 | 0 | 0 | 0 | 0 | 0
0.42304 | 0 | 0 | 0 |  | 0 | 0 | 0 | 0 | 0 | 0 | 0
0.66454 | 0 | 0 | 0 |  | 0 | 0 | 0 | 0 | 0 | 0 | 0
0.20561 | 0 | 0 | 0 |  | 0 | 0 | 0 | 0 | 0 | 0 | 0
0.96728 | 0 | 0 | 0 |  | 0 | 0 | 0 | 0 | 0 | 0 | 0
0.035951 | 0 | 0 | 0 |  | 0 | 0 | 0 | 0 | 0 | 0 | 0
0.8718 | 0 | 0 | 0 |  | 0 | 0 | 0 | 0 | 0 | 0 | 0
0.004375 | 0 | 0 | 0 |  | 0 | 0 | 0 | 0 | 0 | 0 | 0
0.69584 | 0 | 0 | 0 |  | 0 | 0 | 0 | 0 | 0 | 0 | 0

## Sheet55
bootstrap selection | Standards | Instrument readings | Reading of the unknown | Calculated concentration | X | Y | X*Y | X*X | X^3 | X^4 | X^2y
0.7908 | 0 | 0 | 0 |  | 0 | 0 | 0 | 0 | 0 | 0 | 0
0.020145 | 0 | 0 | 0 |  | 0 | 0 | 0 | 0 | 0 | 0 | 0
0.3912 | 0 | 0 | 0 |  | 0 | 0 | 0 | 0 | 0 | 0 | 0
0.89543 | 0 | 0 | 0 |  | 0 | 0 | 0 | 0 | 0 | 0 | 0
0.29113 | 0 | 0 | 0 |  | 0 | 0 | 0 | 0 | 0 | 0 | 0
0.15348 | 0 | 0 | 0 |  | 0 | 0 | 0 | 0 | 0 | 0 | 0
0.7013 | 0 | 0 | 0 |  | 0 | 0 | 0 | 0 | 0 | 0 | 0
0.086019 | 0 | 0 | 0 |  | 0 | 0 | 0 | 0 | 0 | 0 | 0
0.5966 | 0 | 0 | 0 |  | 0 | 0 | 0 | 0 | 0 | 0 | 0
0.21262 | 0 | 0 | 0 |  | 0 | 0 | 0 | 0 | 0 | 0 | 0
0.56928 | 0 | 0 | 0 |  | 0 | 0 | 0 | 0 | 0 | 0 | 0
0.2204 | 0 | 0 | 0 |  | 0 | 0 | 0 | 0 | 0 | 0 | 0
0.45609 | 0 | 0 | 0 |  | 0 | 0 | 0 | 0 | 0 | 0 | 0
0.80999 | 0 | 0 | 0 |  | 0 | 0 | 0 | 0 | 0 | 0 | 0
0.054794 | 0 | 0 | 0 |  | 0 | 0 | 0 | 0 | 0 | 0 | 0
0.84751 | 0 | 0 | 0 |  | 0 | 0 | 0 | 0 | 0 | 0 | 0
0.025234 | 0 | 0 | 0 |  | 0 | 0 | 0 | 0 | 0 | 0 | 0 | Calculations of the coefficients a,b, and c of the best-fit parabola y=ax^2+bx+c
0.89366 | 0 | 0 | 0 |  | 0 | 0 | 0 | 0 | 0 | 0 | 0 | sums | sumx | sumy | sumxy | sumx2 | sumx3 | sumx4 | sumx2y
0.3343 | 0 | 0 | 0 |  | 0 | 0 | 0 | 0 | 0 | 0 | 0 |  | ?X | ?Y | ?(X*Y) | ?(X*X) | ?(X^3) | ?(X^4) | ?(X^2)*y
0.32846 | 0 | 0 | 0 |  | 0 | 0 | 0 | 0 | 0 | 0 | 0 |  | 0 | 0 | 0 | 0 | 0 | 0 | 0
0.72646 | 0 | 0 | 0 |  | 0 | 0 | 0 | 0 | 0 | 0 | 0 | n | 0 | (number of points (n)
0.44274 | 0 | 0 | 0 |  | 0 | 0 | 0 | 0 | 0 | 0 | 0
0.93711 | 0 | 0 | 0 |  | 0 | 0 | 0 | 0 | 0 | 0 | 0 | D | 0 | Denominator (D)
0.80151 | 0 | 0 | 0 |  | 0 | 0 | 0 | 0 | 0 | 0 | 0 | a= | #DIV/0! | #DIV/0!
0.9866 | 0 | 0 | 0 |  | 0 | 0 | 0 | 0 | 0 | 0 | 0 | b= | #DIV/0!
0.9802 | 0 | 0 | 0 |  | 0 | 0 | 0 | 0 | 0 | 0 | 0 | c= | #DIV/0!
0.87838 | 0 | 0 | 0 |  | 0 | 0 | 0 | 0 | 0 | 0 | 0 | y= | #DIV/0! | X^2 | + | #DIV/0! | x | + | #DIV/0!
0.37644 | 0 | 0 | 0 |  | 0 | 0 | 0 | 0 | 0 | 0 | 0
0.75329 | 0 | 0 | 0 |  | 0 | 0 | 0 | 0 | 0 | 0 | 0
0.068514 | 0 | 0 | 0 |  | 0 | 0 | 0 | 0 | 0 | 0 | 0
0.97575 | 0 | 0 | 0 |  | 0 | 0 | 0 | 0 | 0 | 0 | 0
0.14576 | 0 | 0 | 0 |  | 0 | 0 | 0 | 0 | 0 | 0 | 0
0.7631 | 0 | 0 | 0 |  | 0 | 0 | 0 | 0 | 0 | 0 | 0
0.44779 | 0 | 0 | 0 |  | 0 | 0 | 0 | 0 | 0 | 0 | 0
0.97924 | 0 | 0 | 0 |  | 0 | 0 | 0 | 0 | 0 | 0 | 0
0.80631 | 0 | 0 | 0 |  | 0 | 0 | 0 | 0 | 0 | 0 | 0
0.33833 | 0 | 0 | 0 |  | 0 | 0 | 0 | 0 | 0 | 0 | 0
0.21167 | 0 | 0 | 0 |  | 0 | 0 | 0 | 0 | 0 | 0 | 0
0.43101 | 0 | 0 | 0 |  | 0 | 0 | 0 | 0 | 0 | 0 | 0
0.042159 | 0 | 0 | 0 |  | 0 | 0 | 0 | 0 | 0 | 0 | 0
0.16649 | 0 | 0 | 0 |  | 0 | 0 | 0 | 0 | 0 | 0 | 0
0.27633 | 0 | 0 | 0 |  | 0 | 0 | 0 | 0 | 0 | 0 | 0
0.37552 | 0 | 0 | 0 |  | 0 | 0 | 0 | 0 | 0 | 0 | 0
0.97109 | 0 | 0 | 0 |  | 0 | 0 | 0 | 0 | 0 | 0 | 0
0.61328 | 0 | 0 | 0 |  | 0 | 0 | 0 | 0 | 0 | 0 | 0

## Sheet56
bootstrap selection | Standards | Instrument readings | Reading of the unknown | Calculated concentration | X | Y | X*Y | X*X | X^3 | X^4 | X^2y
0.99468 | 0 | 0 | 0 |  | 0 | 0 | 0 | 0 | 0 | 0 | 0
0.22835 | 0 | 0 | 0 |  | 0 | 0 | 0 | 0 | 0 | 0 | 0
0.85765 | 0 | 0 | 0 |  | 0 | 0 | 0 | 0 | 0 | 0 | 0
0.49653 | 0 | 0 | 0 |  | 0 | 0 | 0 | 0 | 0 | 0 | 0
0.86581 | 0 | 0 | 0 |  | 0 | 0 | 0 | 0 | 0 | 0 | 0
0.46127 | 0 | 0 | 0 |  | 0 | 0 | 0 | 0 | 0 | 0 | 0
0.46814 | 0 | 0 | 0 |  | 0 | 0 | 0 | 0 | 0 | 0 | 0
0.651 | 0 | 0 | 0 |  | 0 | 0 | 0 | 0 | 0 | 0 | 0
0.30991 | 0 | 0 | 0 |  | 0 | 0 | 0 | 0 | 0 | 0 | 0
0.16571 | 0 | 0 | 0 |  | 0 | 0 | 0 | 0 | 0 | 0 | 0
0.14584 | 0 | 0 | 0 |  | 0 | 0 | 0 | 0 | 0 | 0 | 0
0.38154 | 0 | 0 | 0 |  | 0 | 0 | 0 | 0 | 0 | 0 | 0
0.99139 | 0 | 0 | 0 |  | 0 | 0 | 0 | 0 | 0 | 0 | 0
0.55967 | 0 | 0 | 0 |  | 0 | 0 | 0 | 0 | 0 | 0 | 0
0.57088 | 0 | 0 | 0 |  | 0 | 0 | 0 | 0 | 0 | 0 | 0
0.68616 | 0 | 0 | 0 |  | 0 | 0 | 0 | 0 | 0 | 0 | 0
0.049876 | 0 | 0 | 0 |  | 0 | 0 | 0 | 0 | 0 | 0 | 0 | Calculations of the coefficients a,b, and c of the best-fit parabola y=ax^2+bx+c
0.0076259 | 0 | 0 | 0 |  | 0 | 0 | 0 | 0 | 0 | 0 | 0 | sums | sumx | sumy | sumxy | sumx2 | sumx3 | sumx4 | sumx2y
0.56089 | 0 | 0 | 0 |  | 0 | 0 | 0 | 0 | 0 | 0 | 0 |  | ?X | ?Y | ?(X*Y) | ?(X*X) | ?(X^3) | ?(X^4) | ?(X^2)*y
0.44089 | 0 | 0 | 0 |  | 0 | 0 | 0 | 0 | 0 | 0 | 0 |  | 0 | 0 | 0 | 0 | 0 | 0 | 0
0.89069 | 0 | 0 | 0 |  | 0 | 0 | 0 | 0 | 0 | 0 | 0 | n | 0 | (number of points (n)
0.40283 | 0 | 0 | 0 |  | 0 | 0 | 0 | 0 | 0 | 0 | 0
0.54864 | 0 | 0 | 0 |  | 0 | 0 | 0 | 0 | 0 | 0 | 0 | D | 0 | Denominator (D)
0.63882 | 0 | 0 | 0 |  | 0 | 0 | 0 | 0 | 0 | 0 | 0 | a= | #DIV/0! | #DIV/0!
0.068739 | 0 | 0 | 0 |  | 0 | 0 | 0 | 0 | 0 | 0 | 0 | b= | #DIV/0!
0.35638 | 0 | 0 | 0 |  | 0 | 0 | 0 | 0 | 0 | 0 | 0 | c= | #DIV/0!
0.013625 | 0 | 0 | 0 |  | 0 | 0 | 0 | 0 | 0 | 0 | 0 | y= | #DIV/0! | X^2 | + | #DIV/0! | x | + | #DIV/0!
0.61081 | 0 | 0 | 0 |  | 0 | 0 | 0 | 0 | 0 | 0 | 0
0.25113 | 0 | 0 | 0 |  | 0 | 0 | 0 | 0 | 0 | 0 | 0
0.73087 | 0 | 0 | 0 |  | 0 | 0 | 0 | 0 | 0 | 0 | 0
0.97925 | 0 | 0 | 0 |  | 0 | 0 | 0 | 0 | 0 | 0 | 0
0.63108 | 0 | 0 | 0 |  | 0 | 0 | 0 | 0 | 0 | 0 | 0
0.22955 | 0 | 0 | 0 |  | 0 | 0 | 0 | 0 | 0 | 0 | 0
0.020284 | 0 | 0 | 0 |  | 0 | 0 | 0 | 0 | 0 | 0 | 0
0.29945 | 0 | 0 | 0 |  | 0 | 0 | 0 | 0 | 0 | 0 | 0
0.85529 | 0 | 0 | 0 |  | 0 | 0 | 0 | 0 | 0 | 0 | 0
0.22423 | 0 | 0 | 0 |  | 0 | 0 | 0 | 0 | 0 | 0 | 0
0.91612 | 0 | 0 | 0 |  | 0 | 0 | 0 | 0 | 0 | 0 | 0
0.077234 | 0 | 0 | 0 |  | 0 | 0 | 0 | 0 | 0 | 0 | 0
0.40499 | 0 | 0 | 0 |  | 0 | 0 | 0 | 0 | 0 | 0 | 0
0.025945 | 0 | 0 | 0 |  | 0 | 0 | 0 | 0 | 0 | 0 | 0
0.0091083 | 0 | 0 | 0 |  | 0 | 0 | 0 | 0 | 0 | 0 | 0
0.68757 | 0 | 0 | 0 |  | 0 | 0 | 0 | 0 | 0 | 0 | 0
0.85894 | 0 | 0 | 0 |  | 0 | 0 | 0 | 0 | 0 | 0 | 0
0.38524 | 0 | 0 | 0 |  | 0 | 0 | 0 | 0 | 0 | 0 | 0

## Sheet57
bootstrap selection | Standards | Instrument readings | Reading of the unknown | Calculated concentration | X | Y | X*Y | X*X | X^3 | X^4 | X^2y
0.5463 | 0 | 0 | 0 |  | 0 | 0 | 0 | 0 | 0 | 0 | 0
0.28985 | 0 | 0 | 0 |  | 0 | 0 | 0 | 0 | 0 | 0 | 0
0.54224 | 0 | 0 | 0 |  | 0 | 0 | 0 | 0 | 0 | 0 | 0
0.39597 | 0 | 0 | 0 |  | 0 | 0 | 0 | 0 | 0 | 0 | 0
0.36236 | 0 | 0 | 0 |  | 0 | 0 | 0 | 0 | 0 | 0 | 0
0.96869 | 0 | 0 | 0 |  | 0 | 0 | 0 | 0 | 0 | 0 | 0
0.096006 | 0 | 0 | 0 |  | 0 | 0 | 0 | 0 | 0 | 0 | 0
0.80968 | 0 | 0 | 0 |  | 0 | 0 | 0 | 0 | 0 | 0 | 0
0.40022 | 0 | 0 | 0 |  | 0 | 0 | 0 | 0 | 0 | 0 | 0
0.064562 | 0 | 0 | 0 |  | 0 | 0 | 0 | 0 | 0 | 0 | 0
0.28561 | 0 | 0 | 0 |  | 0 | 0 | 0 | 0 | 0 | 0 | 0
0.91055 | 0 | 0 | 0 |  | 0 | 0 | 0 | 0 | 0 | 0 | 0
0.14744 | 0 | 0 | 0 |  | 0 | 0 | 0 | 0 | 0 | 0 | 0
0.4067 | 0 | 0 | 0 |  | 0 | 0 | 0 | 0 | 0 | 0 | 0
0.95947 | 0 | 0 | 0 |  | 0 | 0 | 0 | 0 | 0 | 0 | 0
0.45007 | 0 | 0 | 0 |  | 0 | 0 | 0 | 0 | 0 | 0 | 0
0.25882 | 0 | 0 | 0 |  | 0 | 0 | 0 | 0 | 0 | 0 | 0 | Calculations of the coefficients a,b, and c of the best-fit parabola y=ax^2+bx+c
0.058302 | 0 | 0 | 0 |  | 0 | 0 | 0 | 0 | 0 | 0 | 0 | sums | sumx | sumy | sumxy | sumx2 | sumx3 | sumx4 | sumx2y
0.99569 | 0 | 0 | 0 |  | 0 | 0 | 0 | 0 | 0 | 0 | 0 |  | ?X | ?Y | ?(X*Y) | ?(X*X) | ?(X^3) | ?(X^4) | ?(X^2)*y
0.42393 | 0 | 0 | 0 |  | 0 | 0 | 0 | 0 | 0 | 0 | 0 |  | 0 | 0 | 0 | 0 | 0 | 0 | 0
0.55529 | 0 | 0 | 0 |  | 0 | 0 | 0 | 0 | 0 | 0 | 0 | n | 0 | (number of points (n)
0.18497 | 0 | 0 | 0 |  | 0 | 0 | 0 | 0 | 0 | 0 | 0
0.84462 | 0 | 0 | 0 |  | 0 | 0 | 0 | 0 | 0 | 0 | 0 | D | 0 | Denominator (D)
0.044694 | 0 | 0 | 0 |  | 0 | 0 | 0 | 0 | 0 | 0 | 0 | a= | #DIV/0! | #DIV/0!
0.3031 | 0 | 0 | 0 |  | 0 | 0 | 0 | 0 | 0 | 0 | 0 | b= | #DIV/0!
0.88687 | 0 | 0 | 0 |  | 0 | 0 | 0 | 0 | 0 | 0 | 0 | c= | #DIV/0!
0.61003 | 0 | 0 | 0 |  | 0 | 0 | 0 | 0 | 0 | 0 | 0 | y= | #DIV/0! | X^2 | + | #DIV/0! | x | + | #DIV/0!
0.44006 | 0 | 0 | 0 |  | 0 | 0 | 0 | 0 | 0 | 0 | 0
0.33232 | 0 | 0 | 0 |  | 0 | 0 | 0 | 0 | 0 | 0 | 0
0.70914 | 0 | 0 | 0 |  | 0 | 0 | 0 | 0 | 0 | 0 | 0
0.64827 | 0 | 0 | 0 |  | 0 | 0 | 0 | 0 | 0 | 0 | 0
0.83969 | 0 | 0 | 0 |  | 0 | 0 | 0 | 0 | 0 | 0 | 0
0.90251 | 0 | 0 | 0 |  | 0 | 0 | 0 | 0 | 0 | 0 | 0
0.71393 | 0 | 0 | 0 |  | 0 | 0 | 0 | 0 | 0 | 0 | 0
0.81261 | 0 | 0 | 0 |  | 0 | 0 | 0 | 0 | 0 | 0 | 0
0.20354 | 0 | 0 | 0 |  | 0 | 0 | 0 | 0 | 0 | 0 | 0
0.85775 | 0 | 0 | 0 |  | 0 | 0 | 0 | 0 | 0 | 0 | 0
0.54912 | 0 | 0 | 0 |  | 0 | 0 | 0 | 0 | 0 | 0 | 0
0.1667 | 0 | 0 | 0 |  | 0 | 0 | 0 | 0 | 0 | 0 | 0
0.80304 | 0 | 0 | 0 |  | 0 | 0 | 0 | 0 | 0 | 0 | 0
0.13176 | 0 | 0 | 0 |  | 0 | 0 | 0 | 0 | 0 | 0 | 0
0.45684 | 0 | 0 | 0 |  | 0 | 0 | 0 | 0 | 0 | 0 | 0
0.5066 | 0 | 0 | 0 |  | 0 | 0 | 0 | 0 | 0 | 0 | 0
0.36781 | 0 | 0 | 0 |  | 0 | 0 | 0 | 0 | 0 | 0 | 0
0.67808 | 0 | 0 | 0 |  | 0 | 0 | 0 | 0 | 0 | 0 | 0

## Sheet58
bootstrap selection | Standards | Instrument readings | Reading of the unknown | Calculated concentration | X | Y | X*Y | X*X | X^3 | X^4 | X^2y
0.11963 | 0 | 0 | 0 |  | 0 | 0 | 0 | 0 | 0 | 0 | 0
0.48064 | 0 | 0 | 0 |  | 0 | 0 | 0 | 0 | 0 | 0 | 0
0.38731 | 0 | 0 | 0 |  | 0 | 0 | 0 | 0 | 0 | 0 | 0
0.21073 | 0 | 0 | 0 |  | 0 | 0 | 0 | 0 | 0 | 0 | 0
0.03967 | 0 | 0 | 0 |  | 0 | 0 | 0 | 0 | 0 | 0 | 0
0.21348 | 0 | 0 | 0 |  | 0 | 0 | 0 | 0 | 0 | 0 | 0
0.97757 | 0 | 0 | 0 |  | 0 | 0 | 0 | 0 | 0 | 0 | 0
0.22154 | 0 | 0 | 0 |  | 0 | 0 | 0 | 0 | 0 | 0 | 0
0.41466 | 0 | 0 | 0 |  | 0 | 0 | 0 | 0 | 0 | 0 | 0
0.12909 | 0 | 0 | 0 |  | 0 | 0 | 0 | 0 | 0 | 0 | 0
0.17203 | 0 | 0 | 0 |  | 0 | 0 | 0 | 0 | 0 | 0 | 0
0.97486 | 0 | 0 | 0 |  | 0 | 0 | 0 | 0 | 0 | 0 | 0
0.917 | 0 | 0 | 0 |  | 0 | 0 | 0 | 0 | 0 | 0 | 0
0.23571 | 0 | 0 | 0 |  | 0 | 0 | 0 | 0 | 0 | 0 | 0
0.28393 | 0 | 0 | 0 |  | 0 | 0 | 0 | 0 | 0 | 0 | 0
0.37499 | 0 | 0 | 0 |  | 0 | 0 | 0 | 0 | 0 | 0 | 0
0.20372 | 0 | 0 | 0 |  | 0 | 0 | 0 | 0 | 0 | 0 | 0 | Calculations of the coefficients a,b, and c of the best-fit parabola y=ax^2+bx+c
0.4702 | 0 | 0 | 0 |  | 0 | 0 | 0 | 0 | 0 | 0 | 0 | sums | sumx | sumy | sumxy | sumx2 | sumx3 | sumx4 | sumx2y
0.097032 | 0 | 0 | 0 |  | 0 | 0 | 0 | 0 | 0 | 0 | 0 |  | ?X | ?Y | ?(X*Y) | ?(X*X) | ?(X^3) | ?(X^4) | ?(X^2)*y
0.75947 | 0 | 0 | 0 |  | 0 | 0 | 0 | 0 | 0 | 0 | 0 |  | 0 | 0 | 0 | 0 | 0 | 0 | 0
0.88613 | 0 | 0 | 0 |  | 0 | 0 | 0 | 0 | 0 | 0 | 0 | n | 0 | (number of points (n)
0.61149 | 0 | 0 | 0 |  | 0 | 0 | 0 | 0 | 0 | 0 | 0
0.87918 | 0 | 0 | 0 |  | 0 | 0 | 0 | 0 | 0 | 0 | 0 | D | 0 | Denominator (D)
0.45418 | 0 | 0 | 0 |  | 0 | 0 | 0 | 0 | 0 | 0 | 0 | a= | #DIV/0! | #DIV/0!
0.42268 | 0 | 0 | 0 |  | 0 | 0 | 0 | 0 | 0 | 0 | 0 | b= | #DIV/0!
0.35062 | 0 | 0 | 0 |  | 0 | 0 | 0 | 0 | 0 | 0 | 0 | c= | #DIV/0!
0.84553 | 0 | 0 | 0 |  | 0 | 0 | 0 | 0 | 0 | 0 | 0 | y= | #DIV/0! | X^2 | + | #DIV/0! | x | + | #DIV/0!
0.96214 | 0 | 0 | 0 |  | 0 | 0 | 0 | 0 | 0 | 0 | 0
0.75556 | 0 | 0 | 0 |  | 0 | 0 | 0 | 0 | 0 | 0 | 0
0.30086 | 0 | 0 | 0 |  | 0 | 0 | 0 | 0 | 0 | 0 | 0
0.12192 | 0 | 0 | 0 |  | 0 | 0 | 0 | 0 | 0 | 0 | 0
0.60374 | 0 | 0 | 0 |  | 0 | 0 | 0 | 0 | 0 | 0 | 0
0.17114 | 0 | 0 | 0 |  | 0 | 0 | 0 | 0 | 0 | 0 | 0
0.18076 | 0 | 0 | 0 |  | 0 | 0 | 0 | 0 | 0 | 0 | 0
0.79385 | 0 | 0 | 0 |  | 0 | 0 | 0 | 0 | 0 | 0 | 0
0.98291 | 0 | 0 | 0 |  | 0 | 0 | 0 | 0 | 0 | 0 | 0
0.46465 | 0 | 0 | 0 |  | 0 | 0 | 0 | 0 | 0 | 0 | 0
0.86165 | 0 | 0 | 0 |  | 0 | 0 | 0 | 0 | 0 | 0 | 0
0.7319 | 0 | 0 | 0 |  | 0 | 0 | 0 | 0 | 0 | 0 | 0
0.096033 | 0 | 0 | 0 |  | 0 | 0 | 0 | 0 | 0 | 0 | 0
0.05452 | 0 | 0 | 0 |  | 0 | 0 | 0 | 0 | 0 | 0 | 0
0.90758 | 0 | 0 | 0 |  | 0 | 0 | 0 | 0 | 0 | 0 | 0
0.61563 | 0 | 0 | 0 |  | 0 | 0 | 0 | 0 | 0 | 0 | 0
0.84109 | 0 | 0 | 0 |  | 0 | 0 | 0 | 0 | 0 | 0 | 0
0.50514 | 0 | 0 | 0 |  | 0 | 0 | 0 | 0 | 0 | 0 | 0

## Sheet59
bootstrap selection | Standards | Instrument readings | Reading of the unknown | Calculated concentration | X | Y | X*Y | X*X | X^3 | X^4 | X^2y
0.58384 | 0 | 0 | 0 |  | 0 | 0 | 0 | 0 | 0 | 0 | 0
0.82629 | 0 | 0 | 0 |  | 0 | 0 | 0 | 0 | 0 | 0 | 0
0.8143 | 0 | 0 | 0 |  | 0 | 0 | 0 | 0 | 0 | 0 | 0
0.048121 | 0 | 0 | 0 |  | 0 | 0 | 0 | 0 | 0 | 0 | 0
0.12994 | 0 | 0 | 0 |  | 0 | 0 | 0 | 0 | 0 | 0 | 0
0.91476 | 0 | 0 | 0 |  | 0 | 0 | 0 | 0 | 0 | 0 | 0
0.88452 | 0 | 0 | 0 |  | 0 | 0 | 0 | 0 | 0 | 0 | 0
0.2565 | 0 | 0 | 0 |  | 0 | 0 | 0 | 0 | 0 | 0 | 0
0.62994 | 0 | 0 | 0 |  | 0 | 0 | 0 | 0 | 0 | 0 | 0
0.058884 | 0 | 0 | 0 |  | 0 | 0 | 0 | 0 | 0 | 0 | 0
0.12559 | 0 | 0 | 0 |  | 0 | 0 | 0 | 0 | 0 | 0 | 0
0.77371 | 0 | 0 | 0 |  | 0 | 0 | 0 | 0 | 0 | 0 | 0
0.51263 | 0 | 0 | 0 |  | 0 | 0 | 0 | 0 | 0 | 0 | 0
0.99406 | 0 | 0 | 0 |  | 0 | 0 | 0 | 0 | 0 | 0 | 0
0.033206 | 0 | 0 | 0 |  | 0 | 0 | 0 | 0 | 0 | 0 | 0
0.12309 | 0 | 0 | 0 |  | 0 | 0 | 0 | 0 | 0 | 0 | 0
0.85062 | 0 | 0 | 0 |  | 0 | 0 | 0 | 0 | 0 | 0 | 0 | Calculations of the coefficients a,b, and c of the best-fit parabola y=ax^2+bx+c
0.81009 | 0 | 0 | 0 |  | 0 | 0 | 0 | 0 | 0 | 0 | 0 | sums | sumx | sumy | sumxy | sumx2 | sumx3 | sumx4 | sumx2y
0.36756 | 0 | 0 | 0 |  | 0 | 0 | 0 | 0 | 0 | 0 | 0 |  | ?X | ?Y | ?(X*Y) | ?(X*X) | ?(X^3) | ?(X^4) | ?(X^2)*y
0.41677 | 0 | 0 | 0 |  | 0 | 0 | 0 | 0 | 0 | 0 | 0 |  | 0 | 0 | 0 | 0 | 0 | 0 | 0
0.15441 | 0 | 0 | 0 |  | 0 | 0 | 0 | 0 | 0 | 0 | 0 | n | 0 | (number of points (n)
0.7335 | 0 | 0 | 0 |  | 0 | 0 | 0 | 0 | 0 | 0 | 0
0.90874 | 0 | 0 | 0 |  | 0 | 0 | 0 | 0 | 0 | 0 | 0 | D | 0 | Denominator (D)
0.44508 | 0 | 0 | 0 |  | 0 | 0 | 0 | 0 | 0 | 0 | 0 | a= | #DIV/0! | #DIV/0!
0.30586 | 0 | 0 | 0 |  | 0 | 0 | 0 | 0 | 0 | 0 | 0 | b= | #DIV/0!
0.026628 | 0 | 0 | 0 |  | 0 | 0 | 0 | 0 | 0 | 0 | 0 | c= | #DIV/0!
0.1478 | 0 | 0 | 0 |  | 0 | 0 | 0 | 0 | 0 | 0 | 0 | y= | #DIV/0! | X^2 | + | #DIV/0! | x | + | #DIV/0!
0.95659 | 0 | 0 | 0 |  | 0 | 0 | 0 | 0 | 0 | 0 | 0
0.23737 | 0 | 0 | 0 |  | 0 | 0 | 0 | 0 | 0 | 0 | 0
0.92066 | 0 | 0 | 0 |  | 0 | 0 | 0 | 0 | 0 | 0 | 0
0.75858 | 0 | 0 | 0 |  | 0 | 0 | 0 | 0 | 0 | 0 | 0
0.17567 | 0 | 0 | 0 |  | 0 | 0 | 0 | 0 | 0 | 0 | 0
0.73182 | 0 | 0 | 0 |  | 0 | 0 | 0 | 0 | 0 | 0 | 0
0.27343 | 0 | 0 | 0 |  | 0 | 0 | 0 | 0 | 0 | 0 | 0
0.44528 | 0 | 0 | 0 |  | 0 | 0 | 0 | 0 | 0 | 0 | 0
0.24776 | 0 | 0 | 0 |  | 0 | 0 | 0 | 0 | 0 | 0 | 0
0.30479 | 0 | 0 | 0 |  | 0 | 0 | 0 | 0 | 0 | 0 | 0
0.07723 | 0 | 0 | 0 |  | 0 | 0 | 0 | 0 | 0 | 0 | 0
0.18249 | 0 | 0 | 0 |  | 0 | 0 | 0 | 0 | 0 | 0 | 0
0.72213 | 0 | 0 | 0 |  | 0 | 0 | 0 | 0 | 0 | 0 | 0
0.6311 | 0 | 0 | 0 |  | 0 | 0 | 0 | 0 | 0 | 0 | 0
0.99612 | 0 | 0 | 0 |  | 0 | 0 | 0 | 0 | 0 | 0 | 0
0.93772 | 0 | 0 | 0 |  | 0 | 0 | 0 | 0 | 0 | 0 | 0
0.97238 | 0 | 0 | 0 |  | 0 | 0 | 0 | 0 | 0 | 0 | 0
0.048374 | 0 | 0 | 0 |  | 0 | 0 | 0 | 0 | 0 | 0 | 0

## Sheet60
bootstrap selection | Standards | Instrument readings | Reading of the unknown | Calculated concentration | X | Y | X*Y | X*X | X^3 | X^4 | X^2y
0.58169 | 0 | 0 | 0 |  | 0 | 0 | 0 | 0 | 0 | 0 | 0
0.67099 | 0 | 0 | 0 |  | 0 | 0 | 0 | 0 | 0 | 0 | 0
0.98267 | 0 | 0 | 0 |  | 0 | 0 | 0 | 0 | 0 | 0 | 0
0.19643 | 0 | 0 | 0 |  | 0 | 0 | 0 | 0 | 0 | 0 | 0
0.13047 | 0 | 0 | 0 |  | 0 | 0 | 0 | 0 | 0 | 0 | 0
0.13445 | 0 | 0 | 0 |  | 0 | 0 | 0 | 0 | 0 | 0 | 0
0.95438 | 0 | 0 | 0 |  | 0 | 0 | 0 | 0 | 0 | 0 | 0
0.52971 | 0 | 0 | 0 |  | 0 | 0 | 0 | 0 | 0 | 0 | 0
0.73973 | 0 | 0 | 0 |  | 0 | 0 | 0 | 0 | 0 | 0 | 0
0.87538 | 0 | 0 | 0 |  | 0 | 0 | 0 | 0 | 0 | 0 | 0
0.7681 | 0 | 0 | 0 |  | 0 | 0 | 0 | 0 | 0 | 0 | 0
0.22392 | 0 | 0 | 0 |  | 0 | 0 | 0 | 0 | 0 | 0 | 0
0.61763 | 0 | 0 | 0 |  | 0 | 0 | 0 | 0 | 0 | 0 | 0
0.27262 | 0 | 0 | 0 |  | 0 | 0 | 0 | 0 | 0 | 0 | 0
0.43408 | 0 | 0 | 0 |  | 0 | 0 | 0 | 0 | 0 | 0 | 0
0.68321 | 0 | 0 | 0 |  | 0 | 0 | 0 | 0 | 0 | 0 | 0
0.72882 | 0 | 0 | 0 |  | 0 | 0 | 0 | 0 | 0 | 0 | 0 | Calculations of the coefficients a,b, and c of the best-fit parabola y=ax^2+bx+c
0.78063 | 0 | 0 | 0 |  | 0 | 0 | 0 | 0 | 0 | 0 | 0 | sums | sumx | sumy | sumxy | sumx2 | sumx3 | sumx4 | sumx2y
0.16492 | 0 | 0 | 0 |  | 0 | 0 | 0 | 0 | 0 | 0 | 0 |  | ?X | ?Y | ?(X*Y) | ?(X*X) | ?(X^3) | ?(X^4) | ?(X^2)*y
0.4901 | 0 | 0 | 0 |  | 0 | 0 | 0 | 0 | 0 | 0 | 0 |  | 0 | 0 | 0 | 0 | 0 | 0 | 0
0.29885 | 0 | 0 | 0 |  | 0 | 0 | 0 | 0 | 0 | 0 | 0 | n | 0 | (number of points (n)
0.02105 | 0 | 0 | 0 |  | 0 | 0 | 0 | 0 | 0 | 0 | 0
0.20105 | 0 | 0 | 0 |  | 0 | 0 | 0 | 0 | 0 | 0 | 0 | D | 0 | Denominator (D)
0.89566 | 0 | 0 | 0 |  | 0 | 0 | 0 | 0 | 0 | 0 | 0 | a= | #DIV/0! | #DIV/0!
0.46953 | 0 | 0 | 0 |  | 0 | 0 | 0 | 0 | 0 | 0 | 0 | b= | #DIV/0!
0.10474 | 0 | 0 | 0 |  | 0 | 0 | 0 | 0 | 0 | 0 | 0 | c= | #DIV/0!
0.15367 | 0 | 0 | 0 |  | 0 | 0 | 0 | 0 | 0 | 0 | 0 | y= | #DIV/0! | X^2 | + | #DIV/0! | x | + | #DIV/0!
0.86755 | 0 | 0 | 0 |  | 0 | 0 | 0 | 0 | 0 | 0 | 0
0.67961 | 0 | 0 | 0 |  | 0 | 0 | 0 | 0 | 0 | 0 | 0
0.29975 | 0 | 0 | 0 |  | 0 | 0 | 0 | 0 | 0 | 0 | 0
0.94432 | 0 | 0 | 0 |  | 0 | 0 | 0 | 0 | 0 | 0 | 0
0.43342 | 0 | 0 | 0 |  | 0 | 0 | 0 | 0 | 0 | 0 | 0
0.21662 | 0 | 0 | 0 |  | 0 | 0 | 0 | 0 | 0 | 0 | 0
0.24229 | 0 | 0 | 0 |  | 0 | 0 | 0 | 0 | 0 | 0 | 0
0.39199 | 0 | 0 | 0 |  | 0 | 0 | 0 | 0 | 0 | 0 | 0
0.17875 | 0 | 0 | 0 |  | 0 | 0 | 0 | 0 | 0 | 0 | 0
0.96561 | 0 | 0 | 0 |  | 0 | 0 | 0 | 0 | 0 | 0 | 0
0.76366 | 0 | 0 | 0 |  | 0 | 0 | 0 | 0 | 0 | 0 | 0
0.85307 | 0 | 0 | 0 |  | 0 | 0 | 0 | 0 | 0 | 0 | 0
0.96824 | 0 | 0 | 0 |  | 0 | 0 | 0 | 0 | 0 | 0 | 0
0.094048 | 0 | 0 | 0 |  | 0 | 0 | 0 | 0 | 0 | 0 | 0
0.52982 | 0 | 0 | 0 |  | 0 | 0 | 0 | 0 | 0 | 0 | 0
0.84733 | 0 | 0 | 0 |  | 0 | 0 | 0 | 0 | 0 | 0 | 0
0.91397 | 0 | 0 | 0 |  | 0 | 0 | 0 | 0 | 0 | 0 | 0
0.32655 | 0 | 0 | 0 |  | 0 | 0 | 0 | 0 | 0 | 0 | 0

## Sheet61
bootstrap selection | Standards | Instrument readings | Reading of the unknown | Calculated concentration | X | Y | X*Y | X*X | X^3 | X^4 | X^2y
0.58446 | 0 | 0 | 0 |  | 0 | 0 | 0 | 0 | 0 | 0 | 0
0.86695 | 0 | 0 | 0 |  | 0 | 0 | 0 | 0 | 0 | 0 | 0
0.74805 | 0 | 0 | 0 |  | 0 | 0 | 0 | 0 | 0 | 0 | 0
0.68935 | 0 | 0 | 0 |  | 0 | 0 | 0 | 0 | 0 | 0 | 0
0.55638 | 0 | 0 | 0 |  | 0 | 0 | 0 | 0 | 0 | 0 | 0
0.047502 | 0 | 0 | 0 |  | 0 | 0 | 0 | 0 | 0 | 0 | 0
0.27205 | 0 | 0 | 0 |  | 0 | 0 | 0 | 0 | 0 | 0 | 0
0.65359 | 0 | 0 | 0 |  | 0 | 0 | 0 | 0 | 0 | 0 | 0
0.43201 | 0 | 0 | 0 |  | 0 | 0 | 0 | 0 | 0 | 0 | 0
0.46465 | 0 | 0 | 0 |  | 0 | 0 | 0 | 0 | 0 | 0 | 0
0.28235 | 0 | 0 | 0 |  | 0 | 0 | 0 | 0 | 0 | 0 | 0
0.38552 | 0 | 0 | 0 |  | 0 | 0 | 0 | 0 | 0 | 0 | 0
0.30632 | 0 | 0 | 0 |  | 0 | 0 | 0 | 0 | 0 | 0 | 0
0.78788 | 0 | 0 | 0 |  | 0 | 0 | 0 | 0 | 0 | 0 | 0
0.36984 | 0 | 0 | 0 |  | 0 | 0 | 0 | 0 | 0 | 0 | 0
0.69659 | 0 | 0 | 0 |  | 0 | 0 | 0 | 0 | 0 | 0 | 0
0.32356 | 0 | 0 | 0 |  | 0 | 0 | 0 | 0 | 0 | 0 | 0 | Calculations of the coefficients a,b, and c of the best-fit parabola y=ax^2+bx+c
0.046253 | 0 | 0 | 0 |  | 0 | 0 | 0 | 0 | 0 | 0 | 0 | sums | sumx | sumy | sumxy | sumx2 | sumx3 | sumx4 | sumx2y
0.35041 | 0 | 0 | 0 |  | 0 | 0 | 0 | 0 | 0 | 0 | 0 |  | ?X | ?Y | ?(X*Y) | ?(X*X) | ?(X^3) | ?(X^4) | ?(X^2)*y
0.1685 | 0 | 0 | 0 |  | 0 | 0 | 0 | 0 | 0 | 0 | 0 |  | 0 | 0 | 0 | 0 | 0 | 0 | 0
0.4016 | 0 | 0 | 0 |  | 0 | 0 | 0 | 0 | 0 | 0 | 0 | n | 0 | (number of points (n)
0.49767 | 0 | 0 | 0 |  | 0 | 0 | 0 | 0 | 0 | 0 | 0
0.21959 | 0 | 0 | 0 |  | 0 | 0 | 0 | 0 | 0 | 0 | 0 | D | 0 | Denominator (D)
0.32352 | 0 | 0 | 0 |  | 0 | 0 | 0 | 0 | 0 | 0 | 0 | a= | #DIV/0! | #DIV/0!
0.4071 | 0 | 0 | 0 |  | 0 | 0 | 0 | 0 | 0 | 0 | 0 | b= | #DIV/0!
0.47131 | 0 | 0 | 0 |  | 0 | 0 | 0 | 0 | 0 | 0 | 0 | c= | #DIV/0!
0.98668 | 0 | 0 | 0 |  | 0 | 0 | 0 | 0 | 0 | 0 | 0 | y= | #DIV/0! | X^2 | + | #DIV/0! | x | + | #DIV/0!
0.99641 | 0 | 0 | 0 |  | 0 | 0 | 0 | 0 | 0 | 0 | 0
0.90943 | 0 | 0 | 0 |  | 0 | 0 | 0 | 0 | 0 | 0 | 0
0.13314 | 0 | 0 | 0 |  | 0 | 0 | 0 | 0 | 0 | 0 | 0
0.81327 | 0 | 0 | 0 |  | 0 | 0 | 0 | 0 | 0 | 0 | 0
0.32279 | 0 | 0 | 0 |  | 0 | 0 | 0 | 0 | 0 | 0 | 0
0.36979 | 0 | 0 | 0 |  | 0 | 0 | 0 | 0 | 0 | 0 | 0
0.028309 | 0 | 0 | 0 |  | 0 | 0 | 0 | 0 | 0 | 0 | 0
0.60956 | 0 | 0 | 0 |  | 0 | 0 | 0 | 0 | 0 | 0 | 0
0.78862 | 0 | 0 | 0 |  | 0 | 0 | 0 | 0 | 0 | 0 | 0
0.62929 | 0 | 0 | 0 |  | 0 | 0 | 0 | 0 | 0 | 0 | 0
0.39992 | 0 | 0 | 0 |  | 0 | 0 | 0 | 0 | 0 | 0 | 0
0.46989 | 0 | 0 | 0 |  | 0 | 0 | 0 | 0 | 0 | 0 | 0
0.91794 | 0 | 0 | 0 |  | 0 | 0 | 0 | 0 | 0 | 0 | 0
0.32642 | 0 | 0 | 0 |  | 0 | 0 | 0 | 0 | 0 | 0 | 0
0.80159 | 0 | 0 | 0 |  | 0 | 0 | 0 | 0 | 0 | 0 | 0
0.75998 | 0 | 0 | 0 |  | 0 | 0 | 0 | 0 | 0 | 0 | 0
0.26275 | 0 | 0 | 0 |  | 0 | 0 | 0 | 0 | 0 | 0 | 0
0.18622 | 0 | 0 | 0 |  | 0 | 0 | 0 | 0 | 0 | 0 | 0

## Sheet62
bootstrap selection | Standards | Instrument readings | Reading of the unknown | Calculated concentration | X | Y | X*Y | X*X | X^3 | X^4 | X^2y
0.5856 | 0 | 0 | 0 |  | 0 | 0 | 0 | 0 | 0 | 0 | 0
0.62873 | 0 | 0 | 0 |  | 0 | 0 | 0 | 0 | 0 | 0 | 0
0.69972 | 0 | 0 | 0 |  | 0 | 0 | 0 | 0 | 0 | 0 | 0
0.81519 | 0 | 0 | 0 |  | 0 | 0 | 0 | 0 | 0 | 0 | 0
0.78225 | 0 | 0 | 0 |  | 0 | 0 | 0 | 0 | 0 | 0 | 0
0.094468 | 0 | 0 | 0 |  | 0 | 0 | 0 | 0 | 0 | 0 | 0
0.68357 | 0 | 0 | 0 |  | 0 | 0 | 0 | 0 | 0 | 0 | 0
0.11401 | 0 | 0 | 0 |  | 0 | 0 | 0 | 0 | 0 | 0 | 0
0.78508 | 0 | 0 | 0 |  | 0 | 0 | 0 | 0 | 0 | 0 | 0
0.75595 | 0 | 0 | 0 |  | 0 | 0 | 0 | 0 | 0 | 0 | 0
0.14217 | 0 | 0 | 0 |  | 0 | 0 | 0 | 0 | 0 | 0 | 0
0.30351 | 0 | 0 | 0 |  | 0 | 0 | 0 | 0 | 0 | 0 | 0
0.94533 | 0 | 0 | 0 |  | 0 | 0 | 0 | 0 | 0 | 0 | 0
0.14717 | 0 | 0 | 0 |  | 0 | 0 | 0 | 0 | 0 | 0 | 0
0.83577 | 0 | 0 | 0 |  | 0 | 0 | 0 | 0 | 0 | 0 | 0
0.62659 | 0 | 0 | 0 |  | 0 | 0 | 0 | 0 | 0 | 0 | 0
0.20514 | 0 | 0 | 0 |  | 0 | 0 | 0 | 0 | 0 | 0 | 0 | Calculations of the coefficients a,b, and c of the best-fit parabola y=ax^2+bx+c
0.97326 | 0 | 0 | 0 |  | 0 | 0 | 0 | 0 | 0 | 0 | 0 | sums | sumx | sumy | sumxy | sumx2 | sumx3 | sumx4 | sumx2y
0.48527 | 0 | 0 | 0 |  | 0 | 0 | 0 | 0 | 0 | 0 | 0 |  | ?X | ?Y | ?(X*Y) | ?(X*X) | ?(X^3) | ?(X^4) | ?(X^2)*y
0.53173 | 0 | 0 | 0 |  | 0 | 0 | 0 | 0 | 0 | 0 | 0 |  | 0 | 0 | 0 | 0 | 0 | 0 | 0
0.34701 | 0 | 0 | 0 |  | 0 | 0 | 0 | 0 | 0 | 0 | 0 | n | 0 | (number of points (n)
0.11727 | 0 | 0 | 0 |  | 0 | 0 | 0 | 0 | 0 | 0 | 0
0.0013211 | 0 | 0 | 0 |  | 0 | 0 | 0 | 0 | 0 | 0 | 0 | D | 0 | Denominator (D)
0.74756 | 0 | 0 | 0 |  | 0 | 0 | 0 | 0 | 0 | 0 | 0 | a= | #DIV/0! | #DIV/0!
0.19639 | 0 | 0 | 0 |  | 0 | 0 | 0 | 0 | 0 | 0 | 0 | b= | #DIV/0!
0.8052 | 0 | 0 | 0 |  | 0 | 0 | 0 | 0 | 0 | 0 | 0 | c= | #DIV/0!
0.50606 | 0 | 0 | 0 |  | 0 | 0 | 0 | 0 | 0 | 0 | 0 | y= | #DIV/0! | X^2 | + | #DIV/0! | x | + | #DIV/0!
0.44239 | 0 | 0 | 0 |  | 0 | 0 | 0 | 0 | 0 | 0 | 0
0.94505 | 0 | 0 | 0 |  | 0 | 0 | 0 | 0 | 0 | 0 | 0
0.059019 | 0 | 0 | 0 |  | 0 | 0 | 0 | 0 | 0 | 0 | 0
0.091808 | 0 | 0 | 0 |  | 0 | 0 | 0 | 0 | 0 | 0 | 0
0.81334 | 0 | 0 | 0 |  | 0 | 0 | 0 | 0 | 0 | 0 | 0
0.17714 | 0 | 0 | 0 |  | 0 | 0 | 0 | 0 | 0 | 0 | 0
0.46891 | 0 | 0 | 0 |  | 0 | 0 | 0 | 0 | 0 | 0 | 0
0.70974 | 0 | 0 | 0 |  | 0 | 0 | 0 | 0 | 0 | 0 | 0
0.70317 | 0 | 0 | 0 |  | 0 | 0 | 0 | 0 | 0 | 0 | 0
0.81147 | 0 | 0 | 0 |  | 0 | 0 | 0 | 0 | 0 | 0 | 0
0.37322 | 0 | 0 | 0 |  | 0 | 0 | 0 | 0 | 0 | 0 | 0
0.050064 | 0 | 0 | 0 |  | 0 | 0 | 0 | 0 | 0 | 0 | 0
0.24046 | 0 | 0 | 0 |  | 0 | 0 | 0 | 0 | 0 | 0 | 0
0.97929 | 0 | 0 | 0 |  | 0 | 0 | 0 | 0 | 0 | 0 | 0
0.64279 | 0 | 0 | 0 |  | 0 | 0 | 0 | 0 | 0 | 0 | 0
0.45895 | 0 | 0 | 0 |  | 0 | 0 | 0 | 0 | 0 | 0 | 0
0.31019 | 0 | 0 | 0 |  | 0 | 0 | 0 | 0 | 0 | 0 | 0
0.015922 | 0 | 0 | 0 |  | 0 | 0 | 0 | 0 | 0 | 0 | 0

## Sheet63
bootstrap selection | Standards | Instrument readings | Reading of the unknown | Calculated concentration | X | Y | X*Y | X*X | X^3 | X^4 | X^2y
0.86082 | 0 | 0 | 0 |  | 0 | 0 | 0 | 0 | 0 | 0 | 0
0.91783 | 0 | 0 | 0 |  | 0 | 0 | 0 | 0 | 0 | 0 | 0
0.095253 | 0 | 0 | 0 |  | 0 | 0 | 0 | 0 | 0 | 0 | 0
0.9659 | 0 | 0 | 0 |  | 0 | 0 | 0 | 0 | 0 | 0 | 0
0.43916 | 0 | 0 | 0 |  | 0 | 0 | 0 | 0 | 0 | 0 | 0
0.67228 | 0 | 0 | 0 |  | 0 | 0 | 0 | 0 | 0 | 0 | 0
0.62662 | 0 | 0 | 0 |  | 0 | 0 | 0 | 0 | 0 | 0 | 0
0.14272 | 0 | 0 | 0 |  | 0 | 0 | 0 | 0 | 0 | 0 | 0
0.07143 | 0 | 0 | 0 |  | 0 | 0 | 0 | 0 | 0 | 0 | 0
0.22679 | 0 | 0 | 0 |  | 0 | 0 | 0 | 0 | 0 | 0 | 0
0.30858 | 0 | 0 | 0 |  | 0 | 0 | 0 | 0 | 0 | 0 | 0
0.76603 | 0 | 0 | 0 |  | 0 | 0 | 0 | 0 | 0 | 0 | 0
0.042389 | 0 | 0 | 0 |  | 0 | 0 | 0 | 0 | 0 | 0 | 0
0.42702 | 0 | 0 | 0 |  | 0 | 0 | 0 | 0 | 0 | 0 | 0
0.22389 | 0 | 0 | 0 |  | 0 | 0 | 0 | 0 | 0 | 0 | 0
0.95934 | 0 | 0 | 0 |  | 0 | 0 | 0 | 0 | 0 | 0 | 0
0.3955 | 0 | 0 | 0 |  | 0 | 0 | 0 | 0 | 0 | 0 | 0 | Calculations of the coefficients a,b, and c of the best-fit parabola y=ax^2+bx+c
0.13319 | 0 | 0 | 0 |  | 0 | 0 | 0 | 0 | 0 | 0 | 0 | sums | sumx | sumy | sumxy | sumx2 | sumx3 | sumx4 | sumx2y
0.17831 | 0 | 0 | 0 |  | 0 | 0 | 0 | 0 | 0 | 0 | 0 |  | ?X | ?Y | ?(X*Y) | ?(X*X) | ?(X^3) | ?(X^4) | ?(X^2)*y
0.17685 | 0 | 0 | 0 |  | 0 | 0 | 0 | 0 | 0 | 0 | 0 |  | 0 | 0 | 0 | 0 | 0 | 0 | 0
0.90289 | 0 | 0 | 0 |  | 0 | 0 | 0 | 0 | 0 | 0 | 0 | n | 0 | (number of points (n)
0.68224 | 0 | 0 | 0 |  | 0 | 0 | 0 | 0 | 0 | 0 | 0
0.10912 | 0 | 0 | 0 |  | 0 | 0 | 0 | 0 | 0 | 0 | 0 | D | 0 | Denominator (D)
0.65935 | 0 | 0 | 0 |  | 0 | 0 | 0 | 0 | 0 | 0 | 0 | a= | #DIV/0! | #DIV/0!
0.61081 | 0 | 0 | 0 |  | 0 | 0 | 0 | 0 | 0 | 0 | 0 | b= | #DIV/0!
0.52156 | 0 | 0 | 0 |  | 0 | 0 | 0 | 0 | 0 | 0 | 0 | c= | #DIV/0!
0.88541 | 0 | 0 | 0 |  | 0 | 0 | 0 | 0 | 0 | 0 | 0 | y= | #DIV/0! | X^2 | + | #DIV/0! | x | + | #DIV/0!
0.07354 | 0 | 0 | 0 |  | 0 | 0 | 0 | 0 | 0 | 0 | 0
0.047157 | 0 | 0 | 0 |  | 0 | 0 | 0 | 0 | 0 | 0 | 0
0.51378 | 0 | 0 | 0 |  | 0 | 0 | 0 | 0 | 0 | 0 | 0
0.74004 | 0 | 0 | 0 |  | 0 | 0 | 0 | 0 | 0 | 0 | 0
0.25648 | 0 | 0 | 0 |  | 0 | 0 | 0 | 0 | 0 | 0 | 0
0.24441 | 0 | 0 | 0 |  | 0 | 0 | 0 | 0 | 0 | 0 | 0
0.95558 | 0 | 0 | 0 |  | 0 | 0 | 0 | 0 | 0 | 0 | 0
0.73272 | 0 | 0 | 0 |  | 0 | 0 | 0 | 0 | 0 | 0 | 0
0.57177 | 0 | 0 | 0 |  | 0 | 0 | 0 | 0 | 0 | 0 | 0
0.16916 | 0 | 0 | 0 |  | 0 | 0 | 0 | 0 | 0 | 0 | 0
0.14154 | 0 | 0 | 0 |  | 0 | 0 | 0 | 0 | 0 | 0 | 0
0.2074 | 0 | 0 | 0 |  | 0 | 0 | 0 | 0 | 0 | 0 | 0
0.32962 | 0 | 0 | 0 |  | 0 | 0 | 0 | 0 | 0 | 0 | 0
0.27018 | 0 | 0 | 0 |  | 0 | 0 | 0 | 0 | 0 | 0 | 0
0.81161 | 0 | 0 | 0 |  | 0 | 0 | 0 | 0 | 0 | 0 | 0
0.78625 | 0 | 0 | 0 |  | 0 | 0 | 0 | 0 | 0 | 0 | 0
0.44979 | 0 | 0 | 0 |  | 0 | 0 | 0 | 0 | 0 | 0 | 0
0.54202 | 0 | 0 | 0 |  | 0 | 0 | 0 | 0 | 0 | 0 | 0

## Sheet64
bootstrap selection | Standards | Instrument readings | Reading of the unknown | Calculated concentration | X | Y | X*Y | X*X | X^3 | X^4 | X^2y
0.26109 | 0 | 0 | 0 |  | 0 | 0 | 0 | 0 | 0 | 0 | 0
0.77896 | 0 | 0 | 0 |  | 0 | 0 | 0 | 0 | 0 | 0 | 0
0.55447 | 0 | 0 | 0 |  | 0 | 0 | 0 | 0 | 0 | 0 | 0
0.21685 | 0 | 0 | 0 |  | 0 | 0 | 0 | 0 | 0 | 0 | 0
0.66809 | 0 | 0 | 0 |  | 0 | 0 | 0 | 0 | 0 | 0 | 0
0.70352 | 0 | 0 | 0 |  | 0 | 0 | 0 | 0 | 0 | 0 | 0
0.77645 | 0 | 0 | 0 |  | 0 | 0 | 0 | 0 | 0 | 0 | 0
0.038003 | 0 | 0 | 0 |  | 0 | 0 | 0 | 0 | 0 | 0 | 0
0.38082 | 0 | 0 | 0 |  | 0 | 0 | 0 | 0 | 0 | 0 | 0
0.13598 | 0 | 0 | 0 |  | 0 | 0 | 0 | 0 | 0 | 0 | 0
0.7482 | 0 | 0 | 0 |  | 0 | 0 | 0 | 0 | 0 | 0 | 0
0.83259 | 0 | 0 | 0 |  | 0 | 0 | 0 | 0 | 0 | 0 | 0
0.64844 | 0 | 0 | 0 |  | 0 | 0 | 0 | 0 | 0 | 0 | 0
0.1049 | 0 | 0 | 0 |  | 0 | 0 | 0 | 0 | 0 | 0 | 0
0.8595 | 0 | 0 | 0 |  | 0 | 0 | 0 | 0 | 0 | 0 | 0
0.57261 | 0 | 0 | 0 |  | 0 | 0 | 0 | 0 | 0 | 0 | 0
0.56216 | 0 | 0 | 0 |  | 0 | 0 | 0 | 0 | 0 | 0 | 0 | Calculations of the coefficients a,b, and c of the best-fit parabola y=ax^2+bx+c
0.25795 | 0 | 0 | 0 |  | 0 | 0 | 0 | 0 | 0 | 0 | 0 | sums | sumx | sumy | sumxy | sumx2 | sumx3 | sumx4 | sumx2y
0.21507 | 0 | 0 | 0 |  | 0 | 0 | 0 | 0 | 0 | 0 | 0 |  | ?X | ?Y | ?(X*Y) | ?(X*X) | ?(X^3) | ?(X^4) | ?(X^2)*y
0.16242 | 0 | 0 | 0 |  | 0 | 0 | 0 | 0 | 0 | 0 | 0 |  | 0 | 0 | 0 | 0 | 0 | 0 | 0
0.40065 | 0 | 0 | 0 |  | 0 | 0 | 0 | 0 | 0 | 0 | 0 | n | 0 | (number of points (n)
0.39899 | 0 | 0 | 0 |  | 0 | 0 | 0 | 0 | 0 | 0 | 0
0.66595 | 0 | 0 | 0 |  | 0 | 0 | 0 | 0 | 0 | 0 | 0 | D | 0 | Denominator (D)
0.72603 | 0 | 0 | 0 |  | 0 | 0 | 0 | 0 | 0 | 0 | 0 | a= | #DIV/0! | #DIV/0!
0.41283 | 0 | 0 | 0 |  | 0 | 0 | 0 | 0 | 0 | 0 | 0 | b= | #DIV/0!
0.24434 | 0 | 0 | 0 |  | 0 | 0 | 0 | 0 | 0 | 0 | 0 | c= | #DIV/0!
0.43141 | 0 | 0 | 0 |  | 0 | 0 | 0 | 0 | 0 | 0 | 0 | y= | #DIV/0! | X^2 | + | #DIV/0! | x | + | #DIV/0!
0.44486 | 0 | 0 | 0 |  | 0 | 0 | 0 | 0 | 0 | 0 | 0
0.78941 | 0 | 0 | 0 |  | 0 | 0 | 0 | 0 | 0 | 0 | 0
0.87403 | 0 | 0 | 0 |  | 0 | 0 | 0 | 0 | 0 | 0 | 0
0.1613 | 0 | 0 | 0 |  | 0 | 0 | 0 | 0 | 0 | 0 | 0
0.29849 | 0 | 0 | 0 |  | 0 | 0 | 0 | 0 | 0 | 0 | 0
0.98126 | 0 | 0 | 0 |  | 0 | 0 | 0 | 0 | 0 | 0 | 0
0.53981 | 0 | 0 | 0 |  | 0 | 0 | 0 | 0 | 0 | 0 | 0
0.092344 | 0 | 0 | 0 |  | 0 | 0 | 0 | 0 | 0 | 0 | 0
0.22439 | 0 | 0 | 0 |  | 0 | 0 | 0 | 0 | 0 | 0 | 0
0.097733 | 0 | 0 | 0 |  | 0 | 0 | 0 | 0 | 0 | 0 | 0
0.01577 | 0 | 0 | 0 |  | 0 | 0 | 0 | 0 | 0 | 0 | 0
0.26054 | 0 | 0 | 0 |  | 0 | 0 | 0 | 0 | 0 | 0 | 0
0.27808 | 0 | 0 | 0 |  | 0 | 0 | 0 | 0 | 0 | 0 | 0
0.13559 | 0 | 0 | 0 |  | 0 | 0 | 0 | 0 | 0 | 0 | 0
0.80271 | 0 | 0 | 0 |  | 0 | 0 | 0 | 0 | 0 | 0 | 0
0.077543 | 0 | 0 | 0 |  | 0 | 0 | 0 | 0 | 0 | 0 | 0
0.53793 | 0 | 0 | 0 |  | 0 | 0 | 0 | 0 | 0 | 0 | 0
0.99788 | 0 | 0 | 0 |  | 0 | 0 | 0 | 0 | 0 | 0 | 0

## Sheet65
bootstrap selection | Standards | Instrument readings | Reading of the unknown | Calculated concentration | X | Y | X*Y | X*X | X^3 | X^4 | X^2y
0.10196 | 0 | 0 | 0 |  | 0 | 0 | 0 | 0 | 0 | 0 | 0
0.75674 | 0 | 0 | 0 |  | 0 | 0 | 0 | 0 | 0 | 0 | 0
0.45649 | 0 | 0 | 0 |  | 0 | 0 | 0 | 0 | 0 | 0 | 0
0.74469 | 0 | 0 | 0 |  | 0 | 0 | 0 | 0 | 0 | 0 | 0
0.44699 | 0 | 0 | 0 |  | 0 | 0 | 0 | 0 | 0 | 0 | 0
0.15425 | 0 | 0 | 0 |  | 0 | 0 | 0 | 0 | 0 | 0 | 0
0.74265 | 0 | 0 | 0 |  | 0 | 0 | 0 | 0 | 0 | 0 | 0
0.28376 | 0 | 0 | 0 |  | 0 | 0 | 0 | 0 | 0 | 0 | 0
0.91383 | 0 | 0 | 0 |  | 0 | 0 | 0 | 0 | 0 | 0 | 0
0.72311 | 0 | 0 | 0 |  | 0 | 0 | 0 | 0 | 0 | 0 | 0
0.42455 | 0 | 0 | 0 |  | 0 | 0 | 0 | 0 | 0 | 0 | 0
0.90625 | 0 | 0 | 0 |  | 0 | 0 | 0 | 0 | 0 | 0 | 0
0.39726 | 0 | 0 | 0 |  | 0 | 0 | 0 | 0 | 0 | 0 | 0
0.77587 | 0 | 0 | 0 |  | 0 | 0 | 0 | 0 | 0 | 0 | 0
0.198 | 0 | 0 | 0 |  | 0 | 0 | 0 | 0 | 0 | 0 | 0
0.40976 | 0 | 0 | 0 |  | 0 | 0 | 0 | 0 | 0 | 0 | 0
0.93063 | 0 | 0 | 0 |  | 0 | 0 | 0 | 0 | 0 | 0 | 0 | Calculations of the coefficients a,b, and c of the best-fit parabola y=ax^2+bx+c
0.23156 | 0 | 0 | 0 |  | 0 | 0 | 0 | 0 | 0 | 0 | 0 | sums | sumx | sumy | sumxy | sumx2 | sumx3 | sumx4 | sumx2y
0.075266 | 0 | 0 | 0 |  | 0 | 0 | 0 | 0 | 0 | 0 | 0 |  | ?X | ?Y | ?(X*Y) | ?(X*X) | ?(X^3) | ?(X^4) | ?(X^2)*y
0.011067 | 0 | 0 | 0 |  | 0 | 0 | 0 | 0 | 0 | 0 | 0 |  | 0 | 0 | 0 | 0 | 0 | 0 | 0
0.48403 | 0 | 0 | 0 |  | 0 | 0 | 0 | 0 | 0 | 0 | 0 | n | 0 | (number of points (n)
0.3541 | 0 | 0 | 0 |  | 0 | 0 | 0 | 0 | 0 | 0 | 0
0.62148 | 0 | 0 | 0 |  | 0 | 0 | 0 | 0 | 0 | 0 | 0 | D | 0 | Denominator (D)
0.63383 | 0 | 0 | 0 |  | 0 | 0 | 0 | 0 | 0 | 0 | 0 | a= | #DIV/0! | #DIV/0!
0.19021 | 0 | 0 | 0 |  | 0 | 0 | 0 | 0 | 0 | 0 | 0 | b= | #DIV/0!
0.013872 | 0 | 0 | 0 |  | 0 | 0 | 0 | 0 | 0 | 0 | 0 | c= | #DIV/0!
0.59357 | 0 | 0 | 0 |  | 0 | 0 | 0 | 0 | 0 | 0 | 0 | y= | #DIV/0! | X^2 | + | #DIV/0! | x | + | #DIV/0!
0.32173 | 0 | 0 | 0 |  | 0 | 0 | 0 | 0 | 0 | 0 | 0
0.15351 | 0 | 0 | 0 |  | 0 | 0 | 0 | 0 | 0 | 0 | 0
0.34095 | 0 | 0 | 0 |  | 0 | 0 | 0 | 0 | 0 | 0 | 0
0.38455 | 0 | 0 | 0 |  | 0 | 0 | 0 | 0 | 0 | 0 | 0
0.070024 | 0 | 0 | 0 |  | 0 | 0 | 0 | 0 | 0 | 0 | 0
0.29627 | 0 | 0 | 0 |  | 0 | 0 | 0 | 0 | 0 | 0 | 0
0.4445 | 0 | 0 | 0 |  | 0 | 0 | 0 | 0 | 0 | 0 | 0
0.78449 | 0 | 0 | 0 |  | 0 | 0 | 0 | 0 | 0 | 0 | 0
0.16425 | 0 | 0 | 0 |  | 0 | 0 | 0 | 0 | 0 | 0 | 0
0.29996 | 0 | 0 | 0 |  | 0 | 0 | 0 | 0 | 0 | 0 | 0
0.55062 | 0 | 0 | 0 |  | 0 | 0 | 0 | 0 | 0 | 0 | 0
0.81112 | 0 | 0 | 0 |  | 0 | 0 | 0 | 0 | 0 | 0 | 0
0.29478 | 0 | 0 | 0 |  | 0 | 0 | 0 | 0 | 0 | 0 | 0
0.39059 | 0 | 0 | 0 |  | 0 | 0 | 0 | 0 | 0 | 0 | 0
0.94844 | 0 | 0 | 0 |  | 0 | 0 | 0 | 0 | 0 | 0 | 0
0.4619 | 0 | 0 | 0 |  | 0 | 0 | 0 | 0 | 0 | 0 | 0
0.59679 | 0 | 0 | 0 |  | 0 | 0 | 0 | 0 | 0 | 0 | 0
0.42504 | 0 | 0 | 0 |  | 0 | 0 | 0 | 0 | 0 | 0 | 0

## Sheet66
bootstrap selection | Standards | Instrument readings | Reading of the unknown | Calculated concentration | X | Y | X*Y | X*X | X^3 | X^4 | X^2y
0.14027 | 0 | 0 | 0 |  | 0 | 0 | 0 | 0 | 0 | 0 | 0
0.25423 | 0 | 0 | 0 |  | 0 | 0 | 0 | 0 | 0 | 0 | 0
0.10423 | 0 | 0 | 0 |  | 0 | 0 | 0 | 0 | 0 | 0 | 0
0.70798 | 0 | 0 | 0 |  | 0 | 0 | 0 | 0 | 0 | 0 | 0
0.18877 | 0 | 0 | 0 |  | 0 | 0 | 0 | 0 | 0 | 0 | 0
0.92103 | 0 | 0 | 0 |  | 0 | 0 | 0 | 0 | 0 | 0 | 0
0.78506 | 0 | 0 | 0 |  | 0 | 0 | 0 | 0 | 0 | 0 | 0
0.20898 | 0 | 0 | 0 |  | 0 | 0 | 0 | 0 | 0 | 0 | 0
0.31237 | 0 | 0 | 0 |  | 0 | 0 | 0 | 0 | 0 | 0 | 0
0.23659 | 0 | 0 | 0 |  | 0 | 0 | 0 | 0 | 0 | 0 | 0
0.85472 | 0 | 0 | 0 |  | 0 | 0 | 0 | 0 | 0 | 0 | 0
0.50142 | 0 | 0 | 0 |  | 0 | 0 | 0 | 0 | 0 | 0 | 0
0.60265 | 0 | 0 | 0 |  | 0 | 0 | 0 | 0 | 0 | 0 | 0
0.73959 | 0 | 0 | 0 |  | 0 | 0 | 0 | 0 | 0 | 0 | 0
0.94216 | 0 | 0 | 0 |  | 0 | 0 | 0 | 0 | 0 | 0 | 0
0.44934 | 0 | 0 | 0 |  | 0 | 0 | 0 | 0 | 0 | 0 | 0
0.2049 | 0 | 0 | 0 |  | 0 | 0 | 0 | 0 | 0 | 0 | 0 | Calculations of the coefficients a,b, and c of the best-fit parabola y=ax^2+bx+c
0.52856 | 0 | 0 | 0 |  | 0 | 0 | 0 | 0 | 0 | 0 | 0 | sums | sumx | sumy | sumxy | sumx2 | sumx3 | sumx4 | sumx2y
0.2819 | 0 | 0 | 0 |  | 0 | 0 | 0 | 0 | 0 | 0 | 0 |  | ?X | ?Y | ?(X*Y) | ?(X*X) | ?(X^3) | ?(X^4) | ?(X^2)*y
0.46644 | 0 | 0 | 0 |  | 0 | 0 | 0 | 0 | 0 | 0 | 0 |  | 0 | 0 | 0 | 0 | 0 | 0 | 0
0.37985 | 0 | 0 | 0 |  | 0 | 0 | 0 | 0 | 0 | 0 | 0 | n | 0 | (number of points (n)
0.33903 | 0 | 0 | 0 |  | 0 | 0 | 0 | 0 | 0 | 0 | 0
0.88406 | 0 | 0 | 0 |  | 0 | 0 | 0 | 0 | 0 | 0 | 0 | D | 0 | Denominator (D)
0.26758 | 0 | 0 | 0 |  | 0 | 0 | 0 | 0 | 0 | 0 | 0 | a= | #DIV/0! | #DIV/0!
0.20485 | 0 | 0 | 0 |  | 0 | 0 | 0 | 0 | 0 | 0 | 0 | b= | #DIV/0!
0.9817 | 0 | 0 | 0 |  | 0 | 0 | 0 | 0 | 0 | 0 | 0 | c= | #DIV/0!
0.16177 | 0 | 0 | 0 |  | 0 | 0 | 0 | 0 | 0 | 0 | 0 | y= | #DIV/0! | X^2 | + | #DIV/0! | x | + | #DIV/0!
0.44175 | 0 | 0 | 0 |  | 0 | 0 | 0 | 0 | 0 | 0 | 0
0.37628 | 0 | 0 | 0 |  | 0 | 0 | 0 | 0 | 0 | 0 | 0
0.22827 | 0 | 0 | 0 |  | 0 | 0 | 0 | 0 | 0 | 0 | 0
0.89801 | 0 | 0 | 0 |  | 0 | 0 | 0 | 0 | 0 | 0 | 0
0.14048 | 0 | 0 | 0 |  | 0 | 0 | 0 | 0 | 0 | 0 | 0
0.3898 | 0 | 0 | 0 |  | 0 | 0 | 0 | 0 | 0 | 0 | 0
0.00059074 | 0 | 0 | 0 |  | 0 | 0 | 0 | 0 | 0 | 0 | 0
0.74053 | 0 | 0 | 0 |  | 0 | 0 | 0 | 0 | 0 | 0 | 0
0.76977 | 0 | 0 | 0 |  | 0 | 0 | 0 | 0 | 0 | 0 | 0
0.75159 | 0 | 0 | 0 |  | 0 | 0 | 0 | 0 | 0 | 0 | 0
0.23867 | 0 | 0 | 0 |  | 0 | 0 | 0 | 0 | 0 | 0 | 0
0.803 | 0 | 0 | 0 |  | 0 | 0 | 0 | 0 | 0 | 0 | 0
0.0048502 | 0 | 0 | 0 |  | 0 | 0 | 0 | 0 | 0 | 0 | 0
0.56001 | 0 | 0 | 0 |  | 0 | 0 | 0 | 0 | 0 | 0 | 0
0.70371 | 0 | 0 | 0 |  | 0 | 0 | 0 | 0 | 0 | 0 | 0
0.019157 | 0 | 0 | 0 |  | 0 | 0 | 0 | 0 | 0 | 0 | 0
0.16213 | 0 | 0 | 0 |  | 0 | 0 | 0 | 0 | 0 | 0 | 0
0.80202 | 0 | 0 | 0 |  | 0 | 0 | 0 | 0 | 0 | 0 | 0

## Sheet67
bootstrap selection | Standards | Instrument readings | Reading of the unknown | Calculated concentration | X | Y | X*Y | X*X | X^3 | X^4 | X^2y
0.70655 | 0 | 0 | 0 |  | 0 | 0 | 0 | 0 | 0 | 0 | 0
0.68715 | 0 | 0 | 0 |  | 0 | 0 | 0 | 0 | 0 | 0 | 0
0.27639 | 0 | 0 | 0 |  | 0 | 0 | 0 | 0 | 0 | 0 | 0
0.85888 | 0 | 0 | 0 |  | 0 | 0 | 0 | 0 | 0 | 0 | 0
0.98094 | 0 | 0 | 0 |  | 0 | 0 | 0 | 0 | 0 | 0 | 0
0.67873 | 0 | 0 | 0 |  | 0 | 0 | 0 | 0 | 0 | 0 | 0
0.74248 | 0 | 0 | 0 |  | 0 | 0 | 0 | 0 | 0 | 0 | 0
0.053008 | 0 | 0 | 0 |  | 0 | 0 | 0 | 0 | 0 | 0 | 0
0.57878 | 0 | 0 | 0 |  | 0 | 0 | 0 | 0 | 0 | 0 | 0
0.85795 | 0 | 0 | 0 |  | 0 | 0 | 0 | 0 | 0 | 0 | 0
0.97201 | 0 | 0 | 0 |  | 0 | 0 | 0 | 0 | 0 | 0 | 0
0.88649 | 0 | 0 | 0 |  | 0 | 0 | 0 | 0 | 0 | 0 | 0
0.36264 | 0 | 0 | 0 |  | 0 | 0 | 0 | 0 | 0 | 0 | 0
0.34141 | 0 | 0 | 0 |  | 0 | 0 | 0 | 0 | 0 | 0 | 0
0.52612 | 0 | 0 | 0 |  | 0 | 0 | 0 | 0 | 0 | 0 | 0
0.44167 | 0 | 0 | 0 |  | 0 | 0 | 0 | 0 | 0 | 0 | 0
0.45245 | 0 | 0 | 0 |  | 0 | 0 | 0 | 0 | 0 | 0 | 0 | Calculations of the coefficients a,b, and c of the best-fit parabola y=ax^2+bx+c
0.21456 | 0 | 0 | 0 |  | 0 | 0 | 0 | 0 | 0 | 0 | 0 | sums | sumx | sumy | sumxy | sumx2 | sumx3 | sumx4 | sumx2y
0.099461 | 0 | 0 | 0 |  | 0 | 0 | 0 | 0 | 0 | 0 | 0 |  | ?X | ?Y | ?(X*Y) | ?(X*X) | ?(X^3) | ?(X^4) | ?(X^2)*y
0.11697 | 0 | 0 | 0 |  | 0 | 0 | 0 | 0 | 0 | 0 | 0 |  | 0 | 0 | 0 | 0 | 0 | 0 | 0
0.13037 | 0 | 0 | 0 |  | 0 | 0 | 0 | 0 | 0 | 0 | 0 | n | 0 | (number of points (n)
0.24181 | 0 | 0 | 0 |  | 0 | 0 | 0 | 0 | 0 | 0 | 0
0.95621 | 0 | 0 | 0 |  | 0 | 0 | 0 | 0 | 0 | 0 | 0 | D | 0 | Denominator (D)
0.8053 | 0 | 0 | 0 |  | 0 | 0 | 0 | 0 | 0 | 0 | 0 | a= | #DIV/0! | #DIV/0!
0.40478 | 0 | 0 | 0 |  | 0 | 0 | 0 | 0 | 0 | 0 | 0 | b= | #DIV/0!
0.57631 | 0 | 0 | 0 |  | 0 | 0 | 0 | 0 | 0 | 0 | 0 | c= | #DIV/0!
0.4148 | 0 | 0 | 0 |  | 0 | 0 | 0 | 0 | 0 | 0 | 0 | y= | #DIV/0! | X^2 | + | #DIV/0! | x | + | #DIV/0!
0.19151 | 0 | 0 | 0 |  | 0 | 0 | 0 | 0 | 0 | 0 | 0
0.15621 | 0 | 0 | 0 |  | 0 | 0 | 0 | 0 | 0 | 0 | 0
0.57293 | 0 | 0 | 0 |  | 0 | 0 | 0 | 0 | 0 | 0 | 0
0.87922 | 0 | 0 | 0 |  | 0 | 0 | 0 | 0 | 0 | 0 | 0
0.28267 | 0 | 0 | 0 |  | 0 | 0 | 0 | 0 | 0 | 0 | 0
0.29831 | 0 | 0 | 0 |  | 0 | 0 | 0 | 0 | 0 | 0 | 0
0.91067 | 0 | 0 | 0 |  | 0 | 0 | 0 | 0 | 0 | 0 | 0
0.85654 | 0 | 0 | 0 |  | 0 | 0 | 0 | 0 | 0 | 0 | 0
0.02464 | 0 | 0 | 0 |  | 0 | 0 | 0 | 0 | 0 | 0 | 0
0.34326 | 0 | 0 | 0 |  | 0 | 0 | 0 | 0 | 0 | 0 | 0
0.82814 | 0 | 0 | 0 |  | 0 | 0 | 0 | 0 | 0 | 0 | 0
0.75431 | 0 | 0 | 0 |  | 0 | 0 | 0 | 0 | 0 | 0 | 0
0.22303 | 0 | 0 | 0 |  | 0 | 0 | 0 | 0 | 0 | 0 | 0
0.71848 | 0 | 0 | 0 |  | 0 | 0 | 0 | 0 | 0 | 0 | 0
0.061086 | 0 | 0 | 0 |  | 0 | 0 | 0 | 0 | 0 | 0 | 0
0.55434 | 0 | 0 | 0 |  | 0 | 0 | 0 | 0 | 0 | 0 | 0
0.67902 | 0 | 0 | 0 |  | 0 | 0 | 0 | 0 | 0 | 0 | 0
0.63883 | 0 | 0 | 0 |  | 0 | 0 | 0 | 0 | 0 | 0 | 0

## Sheet68
bootstrap selection | Standards | Instrument readings | Reading of the unknown | Calculated concentration | X | Y | X*Y | X*X | X^3 | X^4 | X^2y
0.062478 | 0 | 0 | 0 |  | 0 | 0 | 0 | 0 | 0 | 0 | 0
0.14631 | 0 | 0 | 0 |  | 0 | 0 | 0 | 0 | 0 | 0 | 0
0.29751 | 0 | 0 | 0 |  | 0 | 0 | 0 | 0 | 0 | 0 | 0
0.19064 | 0 | 0 | 0 |  | 0 | 0 | 0 | 0 | 0 | 0 | 0
0.026103 | 0 | 0 | 0 |  | 0 | 0 | 0 | 0 | 0 | 0 | 0
0.40867 | 0 | 0 | 0 |  | 0 | 0 | 0 | 0 | 0 | 0 | 0
0.046094 | 0 | 0 | 0 |  | 0 | 0 | 0 | 0 | 0 | 0 | 0
0.92159 | 0 | 0 | 0 |  | 0 | 0 | 0 | 0 | 0 | 0 | 0
0.089467 | 0 | 0 | 0 |  | 0 | 0 | 0 | 0 | 0 | 0 | 0
0.10712 | 0 | 0 | 0 |  | 0 | 0 | 0 | 0 | 0 | 0 | 0
0.2597 | 0 | 0 | 0 |  | 0 | 0 | 0 | 0 | 0 | 0 | 0
0.75538 | 0 | 0 | 0 |  | 0 | 0 | 0 | 0 | 0 | 0 | 0
0.96507 | 0 | 0 | 0 |  | 0 | 0 | 0 | 0 | 0 | 0 | 0
0.96179 | 0 | 0 | 0 |  | 0 | 0 | 0 | 0 | 0 | 0 | 0
0.95251 | 0 | 0 | 0 |  | 0 | 0 | 0 | 0 | 0 | 0 | 0
0.52503 | 0 | 0 | 0 |  | 0 | 0 | 0 | 0 | 0 | 0 | 0
0.19683 | 0 | 0 | 0 |  | 0 | 0 | 0 | 0 | 0 | 0 | 0 | Calculations of the coefficients a,b, and c of the best-fit parabola y=ax^2+bx+c
0.54804 | 0 | 0 | 0 |  | 0 | 0 | 0 | 0 | 0 | 0 | 0 | sums | sumx | sumy | sumxy | sumx2 | sumx3 | sumx4 | sumx2y
0.92486 | 0 | 0 | 0 |  | 0 | 0 | 0 | 0 | 0 | 0 | 0 |  | ?X | ?Y | ?(X*Y) | ?(X*X) | ?(X^3) | ?(X^4) | ?(X^2)*y
0.36302 | 0 | 0 | 0 |  | 0 | 0 | 0 | 0 | 0 | 0 | 0 |  | 0 | 0 | 0 | 0 | 0 | 0 | 0
0.81217 | 0 | 0 | 0 |  | 0 | 0 | 0 | 0 | 0 | 0 | 0 | n | 0 | (number of points (n)
0.85083 | 0 | 0 | 0 |  | 0 | 0 | 0 | 0 | 0 | 0 | 0
0.075188 | 0 | 0 | 0 |  | 0 | 0 | 0 | 0 | 0 | 0 | 0 | D | 0 | Denominator (D)
0.62511 | 0 | 0 | 0 |  | 0 | 0 | 0 | 0 | 0 | 0 | 0 | a= | #DIV/0! | #DIV/0!
0.40201 | 0 | 0 | 0 |  | 0 | 0 | 0 | 0 | 0 | 0 | 0 | b= | #DIV/0!
0.21024 | 0 | 0 | 0 |  | 0 | 0 | 0 | 0 | 0 | 0 | 0 | c= | #DIV/0!
0.51479 | 0 | 0 | 0 |  | 0 | 0 | 0 | 0 | 0 | 0 | 0 | y= | #DIV/0! | X^2 | + | #DIV/0! | x | + | #DIV/0!
0.053703 | 0 | 0 | 0 |  | 0 | 0 | 0 | 0 | 0 | 0 | 0
0.067202 | 0 | 0 | 0 |  | 0 | 0 | 0 | 0 | 0 | 0 | 0
0.037706 | 0 | 0 | 0 |  | 0 | 0 | 0 | 0 | 0 | 0 | 0
0.35404 | 0 | 0 | 0 |  | 0 | 0 | 0 | 0 | 0 | 0 | 0
0.68482 | 0 | 0 | 0 |  | 0 | 0 | 0 | 0 | 0 | 0 | 0
0.44123 | 0 | 0 | 0 |  | 0 | 0 | 0 | 0 | 0 | 0 | 0
0.1565 | 0 | 0 | 0 |  | 0 | 0 | 0 | 0 | 0 | 0 | 0
0.63409 | 0 | 0 | 0 |  | 0 | 0 | 0 | 0 | 0 | 0 | 0
0.88444 | 0 | 0 | 0 |  | 0 | 0 | 0 | 0 | 0 | 0 | 0
0.37511 | 0 | 0 | 0 |  | 0 | 0 | 0 | 0 | 0 | 0 | 0
0.87607 | 0 | 0 | 0 |  | 0 | 0 | 0 | 0 | 0 | 0 | 0
0.99884 | 0 | 0 | 0 |  | 0 | 0 | 0 | 0 | 0 | 0 | 0
0.70346 | 0 | 0 | 0 |  | 0 | 0 | 0 | 0 | 0 | 0 | 0
0.71606 | 0 | 0 | 0 |  | 0 | 0 | 0 | 0 | 0 | 0 | 0
0.61733 | 0 | 0 | 0 |  | 0 | 0 | 0 | 0 | 0 | 0 | 0
0.19053 | 0 | 0 | 0 |  | 0 | 0 | 0 | 0 | 0 | 0 | 0
0.37989 | 0 | 0 | 0 |  | 0 | 0 | 0 | 0 | 0 | 0 | 0
0.99323 | 0 | 0 | 0 |  | 0 | 0 | 0 | 0 | 0 | 0 | 0

## Sheet69
bootstrap selection | Standards | Instrument readings | Reading of the unknown | Calculated concentration | X | Y | X*Y | X*X | X^3 | X^4 | X^2y
0.13766 | 0 | 0 | 0 |  | 0 | 0 | 0 | 0 | 0 | 0 | 0
0.74241 | 0 | 0 | 0 |  | 0 | 0 | 0 | 0 | 0 | 0 | 0
0.049766 | 0 | 0 | 0 |  | 0 | 0 | 0 | 0 | 0 | 0 | 0
0.65134 | 0 | 0 | 0 |  | 0 | 0 | 0 | 0 | 0 | 0 | 0
0.97572 | 0 | 0 | 0 |  | 0 | 0 | 0 | 0 | 0 | 0 | 0
0.15353 | 0 | 0 | 0 |  | 0 | 0 | 0 | 0 | 0 | 0 | 0
0.89867 | 0 | 0 | 0 |  | 0 | 0 | 0 | 0 | 0 | 0 | 0
0.53117 | 0 | 0 | 0 |  | 0 | 0 | 0 | 0 | 0 | 0 | 0
0.4037 | 0 | 0 | 0 |  | 0 | 0 | 0 | 0 | 0 | 0 | 0
0.26514 | 0 | 0 | 0 |  | 0 | 0 | 0 | 0 | 0 | 0 | 0
0.63425 | 0 | 0 | 0 |  | 0 | 0 | 0 | 0 | 0 | 0 | 0
0.79824 | 0 | 0 | 0 |  | 0 | 0 | 0 | 0 | 0 | 0 | 0
0.99465 | 0 | 0 | 0 |  | 0 | 0 | 0 | 0 | 0 | 0 | 0
0.84351 | 0 | 0 | 0 |  | 0 | 0 | 0 | 0 | 0 | 0 | 0
0.75556 | 0 | 0 | 0 |  | 0 | 0 | 0 | 0 | 0 | 0 | 0
0.78596 | 0 | 0 | 0 |  | 0 | 0 | 0 | 0 | 0 | 0 | 0
0.24585 | 0 | 0 | 0 |  | 0 | 0 | 0 | 0 | 0 | 0 | 0 | Calculations of the coefficients a,b, and c of the best-fit parabola y=ax^2+bx+c
0.71395 | 0 | 0 | 0 |  | 0 | 0 | 0 | 0 | 0 | 0 | 0 | sums | sumx | sumy | sumxy | sumx2 | sumx3 | sumx4 | sumx2y
0.7021 | 0 | 0 | 0 |  | 0 | 0 | 0 | 0 | 0 | 0 | 0 |  | ?X | ?Y | ?(X*Y) | ?(X*X) | ?(X^3) | ?(X^4) | ?(X^2)*y
0.95388 | 0 | 0 | 0 |  | 0 | 0 | 0 | 0 | 0 | 0 | 0 |  | 0 | 0 | 0 | 0 | 0 | 0 | 0
0.39282 | 0 | 0 | 0 |  | 0 | 0 | 0 | 0 | 0 | 0 | 0 | n | 0 | (number of points (n)
0.97459 | 0 | 0 | 0 |  | 0 | 0 | 0 | 0 | 0 | 0 | 0
0.77561 | 0 | 0 | 0 |  | 0 | 0 | 0 | 0 | 0 | 0 | 0 | D | 0 | Denominator (D)
0.7315 | 0 | 0 | 0 |  | 0 | 0 | 0 | 0 | 0 | 0 | 0 | a= | #DIV/0! | #DIV/0!
0.087216 | 0 | 0 | 0 |  | 0 | 0 | 0 | 0 | 0 | 0 | 0 | b= | #DIV/0!
0.98778 | 0 | 0 | 0 |  | 0 | 0 | 0 | 0 | 0 | 0 | 0 | c= | #DIV/0!
0.38245 | 0 | 0 | 0 |  | 0 | 0 | 0 | 0 | 0 | 0 | 0 | y= | #DIV/0! | X^2 | + | #DIV/0! | x | + | #DIV/0!
0.31584 | 0 | 0 | 0 |  | 0 | 0 | 0 | 0 | 0 | 0 | 0
0.35456 | 0 | 0 | 0 |  | 0 | 0 | 0 | 0 | 0 | 0 | 0
0.051309 | 0 | 0 | 0 |  | 0 | 0 | 0 | 0 | 0 | 0 | 0
0.96485 | 0 | 0 | 0 |  | 0 | 0 | 0 | 0 | 0 | 0 | 0
0.55718 | 0 | 0 | 0 |  | 0 | 0 | 0 | 0 | 0 | 0 | 0
0.82257 | 0 | 0 | 0 |  | 0 | 0 | 0 | 0 | 0 | 0 | 0
0.89852 | 0 | 0 | 0 |  | 0 | 0 | 0 | 0 | 0 | 0 | 0
0.22295 | 0 | 0 | 0 |  | 0 | 0 | 0 | 0 | 0 | 0 | 0
0.135 | 0 | 0 | 0 |  | 0 | 0 | 0 | 0 | 0 | 0 | 0
0.16174 | 0 | 0 | 0 |  | 0 | 0 | 0 | 0 | 0 | 0 | 0
0.47429 | 0 | 0 | 0 |  | 0 | 0 | 0 | 0 | 0 | 0 | 0
0.21129 | 0 | 0 | 0 |  | 0 | 0 | 0 | 0 | 0 | 0 | 0
0.76102 | 0 | 0 | 0 |  | 0 | 0 | 0 | 0 | 0 | 0 | 0
0.47695 | 0 | 0 | 0 |  | 0 | 0 | 0 | 0 | 0 | 0 | 0
0.67841 | 0 | 0 | 0 |  | 0 | 0 | 0 | 0 | 0 | 0 | 0
0.79519 | 0 | 0 | 0 |  | 0 | 0 | 0 | 0 | 0 | 0 | 0
0.55126 | 0 | 0 | 0 |  | 0 | 0 | 0 | 0 | 0 | 0 | 0
0.70081 | 0 | 0 | 0 |  | 0 | 0 | 0 | 0 | 0 | 0 | 0

## Sheet70
bootstrap selection | Standards | Instrument readings | Reading of the unknown | Calculated concentration | X | Y | X*Y | X*X | X^3 | X^4 | X^2y
0.93151 | 0 | 0 | 0 |  | 0 | 0 | 0 | 0 | 0 | 0 | 0
0.53711 | 0 | 0 | 0 |  | 0 | 0 | 0 | 0 | 0 | 0 | 0
0.28529 | 0 | 0 | 0 |  | 0 | 0 | 0 | 0 | 0 | 0 | 0
0.81362 | 0 | 0 | 0 |  | 0 | 0 | 0 | 0 | 0 | 0 | 0
0.46753 | 0 | 0 | 0 |  | 0 | 0 | 0 | 0 | 0 | 0 | 0
0.37666 | 0 | 0 | 0 |  | 0 | 0 | 0 | 0 | 0 | 0 | 0
0.61538 | 0 | 0 | 0 |  | 0 | 0 | 0 | 0 | 0 | 0 | 0
0.69207 | 0 | 0 | 0 |  | 0 | 0 | 0 | 0 | 0 | 0 | 0
0.78965 | 0 | 0 | 0 |  | 0 | 0 | 0 | 0 | 0 | 0 | 0
0.29819 | 0 | 0 | 0 |  | 0 | 0 | 0 | 0 | 0 | 0 | 0
0.13229 | 0 | 0 | 0 |  | 0 | 0 | 0 | 0 | 0 | 0 | 0
0.53469 | 0 | 0 | 0 |  | 0 | 0 | 0 | 0 | 0 | 0 | 0
0.15481 | 0 | 0 | 0 |  | 0 | 0 | 0 | 0 | 0 | 0 | 0
0.58957 | 0 | 0 | 0 |  | 0 | 0 | 0 | 0 | 0 | 0 | 0
0.67438 | 0 | 0 | 0 |  | 0 | 0 | 0 | 0 | 0 | 0 | 0
0.043115 | 0 | 0 | 0 |  | 0 | 0 | 0 | 0 | 0 | 0 | 0
0.17967 | 0 | 0 | 0 |  | 0 | 0 | 0 | 0 | 0 | 0 | 0 | Calculations of the coefficients a,b, and c of the best-fit parabola y=ax^2+bx+c
0.86706 | 0 | 0 | 0 |  | 0 | 0 | 0 | 0 | 0 | 0 | 0 | sums | sumx | sumy | sumxy | sumx2 | sumx3 | sumx4 | sumx2y
0.31161 | 0 | 0 | 0 |  | 0 | 0 | 0 | 0 | 0 | 0 | 0 |  | ?X | ?Y | ?(X*Y) | ?(X*X) | ?(X^3) | ?(X^4) | ?(X^2)*y
0.017229 | 0 | 0 | 0 |  | 0 | 0 | 0 | 0 | 0 | 0 | 0 |  | 0 | 0 | 0 | 0 | 0 | 0 | 0
0.42716 | 0 | 0 | 0 |  | 0 | 0 | 0 | 0 | 0 | 0 | 0 | n | 0 | (number of points (n)
0.76568 | 0 | 0 | 0 |  | 0 | 0 | 0 | 0 | 0 | 0 | 0
0.15663 | 0 | 0 | 0 |  | 0 | 0 | 0 | 0 | 0 | 0 | 0 | D | 0 | Denominator (D)
0.068687 | 0 | 0 | 0 |  | 0 | 0 | 0 | 0 | 0 | 0 | 0 | a= | #DIV/0! | #DIV/0!
0.53286 | 0 | 0 | 0 |  | 0 | 0 | 0 | 0 | 0 | 0 | 0 | b= | #DIV/0!
0.78679 | 0 | 0 | 0 |  | 0 | 0 | 0 | 0 | 0 | 0 | 0 | c= | #DIV/0!
0.48027 | 0 | 0 | 0 |  | 0 | 0 | 0 | 0 | 0 | 0 | 0 | y= | #DIV/0! | X^2 | + | #DIV/0! | x | + | #DIV/0!
0.50378 | 0 | 0 | 0 |  | 0 | 0 | 0 | 0 | 0 | 0 | 0
0.11462 | 0 | 0 | 0 |  | 0 | 0 | 0 | 0 | 0 | 0 | 0
0.95694 | 0 | 0 | 0 |  | 0 | 0 | 0 | 0 | 0 | 0 | 0
0.18172 | 0 | 0 | 0 |  | 0 | 0 | 0 | 0 | 0 | 0 | 0
0.19078 | 0 | 0 | 0 |  | 0 | 0 | 0 | 0 | 0 | 0 | 0
0.66059 | 0 | 0 | 0 |  | 0 | 0 | 0 | 0 | 0 | 0 | 0
0.28158 | 0 | 0 | 0 |  | 0 | 0 | 0 | 0 | 0 | 0 | 0
0.40509 | 0 | 0 | 0 |  | 0 | 0 | 0 | 0 | 0 | 0 | 0
0.21578 | 0 | 0 | 0 |  | 0 | 0 | 0 | 0 | 0 | 0 | 0
0.70604 | 0 | 0 | 0 |  | 0 | 0 | 0 | 0 | 0 | 0 | 0
0.076368 | 0 | 0 | 0 |  | 0 | 0 | 0 | 0 | 0 | 0 | 0
0.73406 | 0 | 0 | 0 |  | 0 | 0 | 0 | 0 | 0 | 0 | 0
0.56087 | 0 | 0 | 0 |  | 0 | 0 | 0 | 0 | 0 | 0 | 0
0.99983 | 0 | 0 | 0 |  | 0 | 0 | 0 | 0 | 0 | 0 | 0
0.28336 | 0 | 0 | 0 |  | 0 | 0 | 0 | 0 | 0 | 0 | 0
0.15565 | 0 | 0 | 0 |  | 0 | 0 | 0 | 0 | 0 | 0 | 0
0.013611 | 0 | 0 | 0 |  | 0 | 0 | 0 | 0 | 0 | 0 | 0
0.86385 | 0 | 0 | 0 |  | 0 | 0 | 0 | 0 | 0 | 0 | 0